## All sensors Installed
78d800b023960383 | [5 empty] | 1 | 2 | 3 |  | LoRaWAN and test codes | [9 empty] | All Other connection Reference
ID | PILOT REF | Name | Lon | Lat | Device Type | FUNCTION | BRAND | MODEL |  | DEVICE EUI | APP EUI (SN for Gateway) | APP KEY | Device Address | AppSKey | NwkSKey | TB token | Communication check | Decoding check |  | EndPoint | EndPoint Type | UserName | Password | Device ID | Communication check | Decoding check | MEASUREMENTS | Notes | @dropdown
DGW01 | Demo | RAK | 8.564322 | 40.726754 | GT1 | Gateway | Rackwireless | RAK7240 | LoRaWAN and test codes | AC1F09FFFE091FBA | 9181000G6020915013 | [7 empty] | All Other connection Reference
D001 | Demo | SenseCAPS2103 | 8.564322 | 40.726754 | ST01 | Sensor | Seeeds | SenseCAPS2103 |  | 2cf7f1c043500183 | 2E3F1EFBCD63BC37 | 9FB06416DFFCCE752077C9BC030FDF50 |  |  |  | isvHssKmSlqaKqlOF2E0 | ok | ok | [8 empty] | Air temperature, Air humidity, CO2 concentration
D002 | Demo | SenseCAPS868 | 8.564322 | 40.726754 | ST02 | Sensor | Seeeds | SenseCAP Soil Moisture and Temperature |  | 2CF7F12031500017 | 8000000000000009 | DE914F209AC8A89E4BBB494EDA525441 |  |  |  | lsp4QbMlO7zaYLzZ2BA1 | ok | ok | [8 empty] | Soil moisture & Temperature
D003 | Demo | LoRa_Controller-UC511 | 8.564322 | 40.726754 | ST03 | Sensor | Milesight | LoRa_Controlle-UC511 |  | 24e124414b106165 | 24E124C0002A0001 | 5572404C696E6B4C6F52613230313823 |  |  |  | ORwcidwrRPfXNq3n6NJZ | ok | ok | [8 empty] | 2 x Valve state & Controll
D004 | Demo | SenProbe-3A | 8.564322 | 40.726754 | ST04 | Sensor | IQNexus | SenProbe - 3B-LR12 |  | AC1F09FFFE04E43F | 0101010101010101 | 2B7E151628AED2A6ABF7158809CF4F3C |  |  |  | NXUY6jsih4vggsxt2APd | ok | ok | [8 empty] | 6X Soil moisture & Soil Temperature + Air Temperature
D005 | Demo | SenPulse-3V | 8.564322 | 40.726754 | ST05 | Sensor | IQNexus | SenPulse-PCT-3A-LR-S |  | 3738383962376102 | D34B2F28A10C8DB0 | D927A47631ECF07A09A2132A66212379 |  |  |  | YHYEONmduF3tDNFyBttK | ok | ok | [8 empty] | Pulse Totaliser
101010101010101
PILOT - ITALY
IGW01 | ITALY | RAK-UNISS-2 | 8.6995 | 39.9437 | GT1 | Gateway | Rackwireless | RAK7240 |  | AC1f09FFFE1042C3 | 918100QN6040424007
IGW02 | ITALY | RAK-UNISS-1 | 8.5535 | 39.7788 | GT1 | Gateway | Rackwireless | RAK7240 |  | AC1F09FFFE0BB7A9 | 918100QN6030313015
I001 | ITALY | SoilMoisture1 | 8.549 | 39.776 | ST04 | Sensor | IQNexus | SenProbe - 3B-LR12 |  | AC1F09FFFE04E48A | 0101010101010101 | 2B7E151628AED2A6ABF7158809CF4F3C |  |  |  |  | ok | [9 empty] | 6X Soil moisture & Soil Temperature + Air Temperature
I002 | ITALY | SoilMoisture2 | 8.5485 | 39.7761 | ST04 | Sensor | IQNexus | SenProbe - 3B-LR12 |  | AC1F09FFFE04E487 | 0101010101010101 | 2B7E151628AED2A6ABF7158809CF4F3C |  |  |  |  | ok | [9 empty] | 6X Soil moisture & Soil Temperature + Air Temperature
I003 | ITALY | SoilMoisture3 | 8.5807 | 39.761 | ST04 | Sensor | IQNexus | SenProbe - 3B-LR12 |  | AC1F09FFFE04E4C1 | 0101010101010101 | 2B7E151628AED2A6ABF7158809CF4F3C |  |  |  |  | ok | [9 empty] | 6X Soil moisture & Soil Temperature + Air Temperature
I004 | ITALY | SoilMoisture4 | 8.5815 | 39.7614 | ST04 | Sensor | IQNexus | SenProbe - 3B-LR12 |  | AC1F09FFFE04E4B1 | 0101010101010101 | 2B7E151628AED2A6ABF7158809CF4F3C |  |  |  |  | ok | [9 empty] | 6X Soil moisture & Soil Temperature + Air Temperature
I005 | ITALY | SoilMoisture5 | 8.6973 | 39.9449 | ST04 | Sensor | IQNexus | SenProbe - 3B-LR12 |  | AC1F09FFFE04DB8D | 0101010101010101 | 2B7E151628AED2A6ABF7158809CF4F3C |  |  |  |  | ok | [9 empty] | 6X Soil moisture & Soil Temperature + Air Temperature
I006 | ITALY | SoilMoisture6 | 8.7036 | 39.9483 | ST04 | Sensor | IQNexus | SenProbe - 3B-LR12 |  | AC1F09FFFE04E488 | 0101010101010101 | 2B7E151628AED2A6ABF7158809CF4F3C |  |  |  |  | ok | [9 empty] | 6X Soil moisture & Soil Temperature + Air Temperature
I007 | ITALY | SoilMoisture7 | 8.6819 | 39.9485 | ST04 | Sensor | IQNexus | SenProbe - 3B-LR12 |  | AC1F09FFFE04E284 | 0101010101010101 | 2B7E151628AED2A6ABF7158809CF4F3C |  |  |  |  | ok | [9 empty] | 6X Soil moisture & Soil Temperature + Air Temperature
I008 | ITALY | SoilMoisture8 | 8.6802 | 39.9487 | ST04 | Sensor | IQNexus | SenProbe - 3B-LR12 |  | AC1F09FFFE04E2CB | 0101010101010101 | 2B7E151628AED2A6ABF7158809CF4F3C |  |  |  |  | ok | [9 empty] | 6X Soil moisture & Soil Temperature + Air Temperature
I009 | ITALY | SoilMoisture9 | 8.5353 | 39.7177 | ST04 | Sensor | IQNexus | SenProbe - 3B-LR12 |  | AC1F09FFFE04E240 | 0101010101010101 | 2B7E151628AED2A6ABF7158809CF4F3C | [14 empty] | 6X Soil moisture & Soil Temperature + Air Temperature
I010 | ITALY | SoilMoisture10 | 8.5353 | 39.7185 | ST04 | Sensor | IQNexus | SenProbe - 3B-LR12 |  | AC1F09FFFE04E312 | 0101010101010101 | 2B7E151628AED2A6ABF7158809CF4F3C | [14 empty] | 6X Soil moisture & Soil Temperature + Air Temperature
I011 | ITALY | WaterMeter1 | 8.6973 | 39.9449 | ST06 | Sensor | Maddalena | Arrow split 2 |  | 78D800B023960378 | 0101010101010101 | DAE982C90EE7BDA3CB86210F349A4D8C |  |  |  |  | ok | ok | [8 empty] | Water flow
I012 | ITALY | WaterMeter2 |  |  | ST06 | Sensor | Maddalena | Arrow split 2 |  | 78D800B023960379 | 0101010101010101 | AF08096331115DE4E72269A3FF27C6FE | [5 empty] | ok | [8 empty] | Water flow
I013 | ITALY | WaterMeter3 | 8.6802 | 39.9487 | ST06 | Sensor | Maddalena | Arrow split 2 |  | 78D800B023960380 | 0101010101010101 | 31EA10B723E4BB3C4C54E29863CA219F | [5 empty] | ok | [8 empty] | Water flow
I014 | ITALY | WaterMeter4 | 8.6819 | 39.9485 | ST06 | Sensor | Maddalena | Arrow split 2 |  | 78D800B023960381 | 0101010101010101 | 722D42E0C4946986E1B0386AE648AC5E | [5 empty] | ok | [8 empty] | Water flow
I015 | ITALY | WaterMeter5 | 8.549 | 39.776 | ST06 | Sensor | Maddalena | Arrow split 2 |  | 78D800B023960382 | 0101010101010101 | 294F8ED6861B691D3CD623E0FB9B79C5 | [5 empty] | ok | [8 empty] | Water flow
I016 | ITALY | WaterMeter6 | 8.5485 | 39.7761 | ST06 | Sensor | Maddalena | Arrow split 2 |  | 78D800B023960383 | 0101010101010101 | 5F7A39E4C8EB51602ACA7BB0EAF6B293 | [5 empty] | ok | [8 empty] | Water flow
I017 | ITALY | WaterMeter7 | 8.5807 | 39.761 | ST06 | Sensor | Maddalena | Arrow split 2 |  | 78D800B023960384 | 0101010101010101 | E0DF3488DCA1A263DF84795017910EDD | [5 empty] | ok | [8 empty] | Water flow
I018 | ITALY | WaterMeter8 | 8.5815 | 39.7614 | ST06 | Sensor | Maddalena | Arrow split 2 |  | 78D800B023960385 | 0101010101010101 | 441F38EFADDE87AFE973207044BAC61E | [5 empty] | ok | [8 empty] | Water flow
I019 | ITALY | WaterMeter9 | 8.5353 | 39.7177 | ST06 | Sensor | Maddalena | Arrow split 2 |  | 78D800B023960386 | 0101010101010101 | C38B6B249BF2E1F8C70A7EFAFEBD5239 | [5 empty] | ok | [8 empty] | Water flow
I020 | ITALY | WaterMeter10 | 8.5353 | 39.7185 | ST06 | Sensor | Maddalena | Arrow split 2 |  | 78D800B023960387 | 0101010101010101 | 4A632FED0C3064F1843D734B56A26961 | [5 empty] | ok | [8 empty] | Water flow
I021 | ITALY | WaterMeter11 |  |  | ST06 | Sensor | Maddalena | Arrow split 2 |  | 78D800B023960388 | 0101010101010101 | FB973BE21492C41095240D3C30287FED | [5 empty] | ok | [8 empty] | Water flow
I022 | ITALY | WaterMeter12 |  |  | ST06 | Sensor | Maddalena | Arrow split 2 |  | 78D800B023960389 | 0101010101010101 | 4BFDB80781FB179661DA7FE5B6E43426 | [5 empty] | ok | [8 empty] | Water flow
I023 | ITALY | TTCyber 81238002 | 8.7036 | 39.9483 | ST07 | Sensor | Nature4 | TTCyber | [18 empty] | radial growth, sap flux density, tree stability, air temperature and humidity and NDVI
I024 | ITALY | TTCyber 81238003 | 8.7036 | 39.9483 | ST07 | Sensor | Nature4 | TTCyber | [18 empty] | radial growth, sap flux density, tree stability, air temperature and humidity and NDVI
I025 | ITALY | TTCyber 81238004 | 8.7036 | 39.9483 | ST07 | Sensor | Nature4 | TTCyber | [18 empty] | radial growth, sap flux density, tree stability, air temperature and humidity and NDVI
I026 | ITALY | TTCyber 81238005 | 8.7036 | 39.9483 | ST07 | Sensor | Nature4 | TTCyber | [18 empty] | radial growth, sap flux density, tree stability, air temperature and humidity and NDVI
I027 | ITALY | TTCyber 81238006 | 8.7036 | 39.9483 | ST07 | Sensor | Nature4 | TTCyber | [18 empty] | radial growth, sap flux density, tree stability, air temperature and humidity and NDVI
I028 | ITALY | TTCyber 81238007 | 8.7036 | 39.9483 | ST07 | Sensor | Nature4 | TTCyber | [18 empty] | radial growth, sap flux density, tree stability, air temperature and humidity and NDVI
I029 | ITALY | TTCyber 81238008 | 8.7036 | 39.9483 | ST07 | Sensor | Nature4 | TTCyber | [18 empty] | radial growth, sap flux density, tree stability, air temperature and humidity and NDVI
I030 | ITALY | TTCyber 81238009 | 8.7036 | 39.9483 | ST07 | Sensor | Nature4 | TTCyber | [18 empty] | radial growth, sap flux density, tree stability, air temperature and humidity and NDVI
I031 | ITALY | TTCyber 81238010 | 8.7036 | 39.9483 | ST07 | Sensor | Nature4 | TTCyber | [18 empty] | radial growth, sap flux density, tree stability, air temperature and humidity and NDVI
I032 | ITALY | TTCyber 81238011 | 8.7036 | 39.9483 | ST07 | Sensor | Nature4 | TTCyber | [18 empty] | radial growth, sap flux density, tree stability, air temperature and humidity and NDVI
I033 | ITALY | TTCyber 81238012 | 8.697 | 39.9449 | ST07 | Sensor | Nature4 | TTCyber | [18 empty] | radial growth, sap flux density, tree stability, air temperature and humidity and NDVI
I034 | ITALY | TTCyber 81238013 | 8.697 | 39.9449 | ST07 | Sensor | Nature4 | TTCyber | [18 empty] | radial growth, sap flux density, tree stability, air temperature and humidity and NDVI
I035 | ITALY | TTCyber 81238014 | 8.6969 | 39.9448 | ST07 | Sensor | Nature4 | TTCyber | [18 empty] | radial growth, sap flux density, tree stability, air temperature and humidity and NDVI
I036 | ITALY | TTCyber 81238015 | 8.6969 | 39.9447 | ST07 | Sensor | Nature4 | TTCyber | [18 empty] | radial growth, sap flux density, tree stability, air temperature and humidity and NDVI
I037 | ITALY | TTCyber 81238016 | 8.697 | 39.9447 | ST07 | Sensor | Nature4 | TTCyber | [18 empty] | radial growth, sap flux density, tree stability, air temperature and humidity and NDVI
I038 | ITALY | TTCyber 81238017 | 8.6972 | 39.9447 | ST07 | Sensor | Nature4 | TTCyber | [18 empty] | radial growth, sap flux density, tree stability, air temperature and humidity and NDVI
I039 | ITALY | TTCyber 81238018 | 8.6972 | 39.9447 | ST07 | Sensor | Nature4 | TTCyber | [18 empty] | radial growth, sap flux density, tree stability, air temperature and humidity and NDVI
I040 | ITALY | TTCyber 81238019 | 8.6968 | 39.9446 | ST07 | Sensor | Nature4 | TTCyber | [18 empty] | radial growth, sap flux density, tree stability, air temperature and humidity and NDVI
I041 | ITALY | TTCyber 81238020 | 8.6969 | 39.9446 | ST07 | Sensor | Nature4 | TTCyber | [18 empty] | radial growth, sap flux density, tree stability, air temperature and humidity and NDVI
I042 | ITALY | TTCyber 81238021 | 8.6968 | 39.9446 | ST07 | Sensor | Nature4 | TTCyber | [18 empty] | radial growth, sap flux density, tree stability, air temperature and humidity and NDVI
I043 | ITALY | TTCyber 81238022 | 8.6975 | 39.9446 | ST07 | Sensor | Nature4 | TTCyber | [18 empty] | radial growth, sap flux density, tree stability, air temperature and humidity and NDVI
I044 | ITALY | TTCyber 81238023 | 8.697 | 39.9445 | ST07 | Sensor | Nature4 | TTCyber | [18 empty] | radial growth, sap flux density, tree stability, air temperature and humidity and NDVI
I045 | ITALY | TTCyber 81238024 | 8.697 | 39.9445 | ST07 | Sensor | Nature4 | TTCyber | [18 empty] | radial growth, sap flux density, tree stability, air temperature and humidity and NDVI
I046 | ITALY | TTCyber 81238025 | 8.6975 | 39.9446 | ST07 | Sensor | Nature4 | TTCyber | [18 empty] | radial growth, sap flux density, tree stability, air temperature and humidity and NDVI
I047 | ITALY | Weather station - wind module | 8.6803 | 39.9492 | ST15 | Weather station - wind module | PrimoPrincipio | Quido - wind module |  | 3932303169307818 |  |  | 012e8f33 | 2B7E151628AED2A6ABF7158809CF4F3C | 2B7E151628AED2A6ABF7158809CF4F3C
I048 | ITALY | Weather station - basic | 8.6803 | 39.9492 | ST08 | Weather station | PrimoPrincipio | Quido - basic module |  | 3632313973396417 |  |  | 00CC3212 | 2B7E151628AED2A6ABF7158809CF4F3C | 2B7E151628AED2A6ABF7158809CF4F3C |  | ok | ok | [8 empty] | Air Temperature, Air Humidity, Wind strength, Wind direction
I049 | ITALY | Piezometric well number 10 | 8°32'53.0"E | 39°44'46.4"N | ST09 | Sensor | VanWalt | DataHub | [18 empty] | turbidity, temperature, conductivity, pH, ORP, Nitrate | AquaTROLL 500 & HydroMetrics GW50 Groundwater Optical Nitrate Sensor
I050 | ITALY | Piezometric well number 8 | 8°34'11.2"E | 39°45'26.6"N | ST09 | Sensor | VanWalt | DataHub | [18 empty] | turbidity, temperature, conductivity, pH, ORP, Nitrate | AquaTROLL 500 & HydroMetrics GW50 Groundwater Optical Nitrate Sensor
I051 | ITALY | Piezometric well number 174 | 8°36'29.7"E | 39°50'53.2"N | ST09 | Sensor | VanWalt | DataHub |  |  | 918100QN6030313014 | [15 empty] | turbidity, temperature, conductivity, pH, ORP, Nitrate | AquaTROLL 500 & HydroMetrics GW50 Groundwater Optical Nitrate Sensor
PILOT - JORDAN
Area: Khalel Al-edwan
JGW02 | Jordan | RAK-EUI:AC1F09FFFE0CF302 | 35.638401° | 31.840202° | GT3 | Gateway | RAKWireless | 7289V2 WisGate Edge Pro |  | AC1F09FFFE0CF302 | 918100QN6030606047
J001 | Jordan | WM-SN:2306120026 | 35.638401° | 31.840202° | ST11 | Sensor | Shendga | Bulk water meter |  | 8254812306000026 | 4841434D4C570001 | 4841432D4D4C57202003180000025481 | [14 empty] | Water flow
J002 | Jordan | SM-SN:008000000403FCBF | 35.638401° | 31.840202° | ST12 | Sensor | SENSOTERRA | Multi Depth Soil Moisture Se |  | 008000000403FCBF | 70B3D5DC90000000 | 87028624AEE3F95EFD186234A575A9B7 | [14 empty] | 6 x depths: Soil Moisture, Soil Temperature
J003 | Jordan | NODE-SN:114992872232300027 | 35.638401° | 31.840202° | ST13 | Sensor | SenseCap | Multi-parameter Analyzer |  | 2CF7F1C0523000E2 | 4E6AF369B0999C6B | 1BF452CDE960F4867EF182FD9C057111 | [14 empty] | pH, EC, NH3, NO4,Temperature
J003 | Jordan | NODE-SN:114992872232300176 | 35.638401° | 31.840202° | ST13 | Sensor | SenseCap | Multi-parameter Analyzer | [18 empty] | pH, EC, NH3, NO4,Temperature, level of ground water | SKU:114992872
J018 | Jordan | WL-SN-114992872232300195 | 35.638401° | 31.840202° | ST16 | Sensor | Materontek | Level Transmitter |  | 2CF7F1C05230018A | 8264340EE5E607D7 | 94F404F090CDDFDAF5B2FD713B9E82C0 | [14 empty] | Water level
Area: Mahmoud Al-rajbi
JGW03 | Jordan | RAK-EUI:AC1F09FFFE0CF2F6 | 35.613777° | 32.240135° | GT3 | Gateway | RAKWireless | 7289V2 WisGate Edge Pro |  | AC1F09FFFE0CF2F6 | 918100QN6030606041
J004 | Jordan | WM-SN:008000000403FC9C | 35.613777° | 32.240135° | ST11 | Sensor | Shendga | Bulk water meter |  | 8254812306000030 | 4841434D4C570001 | 4841432D4D4C57202003180000025481 | [14 empty] | Water flow
J005 | Jordan | SM-SN: | 35.613777° | 32.240135° | ST12 | Sensor | SENSOTERRA | Multi Depth Soil Moisture Se |  | 008000000403FC99 | 70B3D5DC90000000 | a15796796d76855b5e42a7a86fea18b1 | [14 empty] | 6 x depths: Soil Moisture, Soil Temperature
J005 | Jordan | SM-SN:2306120030 | 35.613777° | 32.240135° | ST12 | Sensor | SENSOTERRA | Multi Depth Soil Moisture Se |  | 008000000403FC9C | 70B3D5DC90000000 | 914735D8A1111FD661DB9F328ECC31C2 | [14 empty] | 6 x depths: Soil Moisture, Soil Temperature
J006 | Jordan | WM-SN:2306120023 | 35.598148° | 32.231155° | ST11 | Sensor | Shendga | Bulk water meter |  | 8254812306000023 | 4841434D4C570001 | 4841432D4D4C57202003180000025481 | [14 empty] | Water flow
J007 | Jordan | SM-SN:008000000403FCAB | 35.598148° | 32.231155° | ST12 | Sensor | SENSOTERRA | Multi Depth Soil Moisture Se |  | 008000000403FCAB | 70B3D5DC90000000 | 98FFD3DD40E6549F45398C156C50A66C | [14 empty] | 6 x depths: Soil Moisture, Soil Temperature
J008 | Jordan | WM-SN:2306120028 | 35.595997° | 32.237335° | ST11 | Sensor | Shendga | Bulk water meter |  | 8254812306000028 | 4841434D4C570001 | 4841432D4D4C57202003180000025481 | [14 empty] | Water flow
J009 | Jordan | SM-SN:008000000403FCA5 | 35.595997° | 32.237335° | ST12 | Sensor | SENSOTERRA | Multi Depth Soil Moisture Se |  | 008000000403FCA5 | 70B3D5DC90000000 | 7ABAF12DF82BFED5BFC13923C751538A | [14 empty] | 6 x depths: Soil Moisture, Soil Temperature
Area: NARC
JGW04 | Jordan | RAK-EUI:AC1F09FFFE0CFCE | 35.621113° | 32.194249° | GT3 | Gateway | RAKWireless | 7289V2 WisGate Edge Pro |  | AC1F09FFFE0CF2CE | 918100QN6030606021
J010 | Jordan | WM-SN:2306120027 | 35.621113° | 32.194249° | ST11 | Sensor | Shendga | Bulk water meter |  | 8254812306000027 | 4841434D4C570001 | 4841432D4D4C57202003180000025481 | [14 empty] | Water flow
J011 | Jordan | SM-SN:008000000403FCC7 | 35.621113° | 32.194249° | ST12 | Sensor | SENSOTERRA | Multi Depth Soil Moisture Se |  | 008000000403FCC7 | 70B3D5DC90000000 | C876E1B950FD06B4870BFA650EA76C4D | [14 empty] | 6 x depths: Soil Moisture, Soil Temperature
J012 | Jordan | WM-SN: | 35.621113° | 32.194249° | ST11 | Sensor | Shendga | Bulk water meter |  | 8254812306000029 | 4841434D4C570001 | 4841432D4D4C57202003180000025481 | [14 empty] | 6 x depths: Soil Moisture, Soil Temperature
J013 | Jordan | SM-SN: | 35.621113° | 32.194249° | ST12 | Sensor | SENSOTERRA | Multi Depth Soil Moisture Se |  | 008000000403FCC4 | 70B3D5DC90000000 | 2DE9359F593AAE1D6C2BCB85DF47E1FB
J014 | Jordan | WM-SN:2306120029 | 35.613014° | 32.174145° | ST11 | Sensor | Shendga | Bulk water meter |  | 8254812306000024 | 4841434D4C570001 | 4841432D4D4C57202003180000025481 | [14 empty] | Water flow
J015 | Jordan | SM-SN:008000000403FCC4 | 35.613014° | 32.174145° | ST12 | Sensor | SENSOTERRA | Multi Depth Soil Moisture Se |  | 008000000403FCEE | 70B3D5DC90000000 | 5996F09DD3B7FD51D6C8167CC8F8B083 | [14 empty] | 6 x depths: Soil Moisture, Soil Temperature
Area: Faisal Neimat
JGW01 | Jordan |  | 35.629711° | 32.180439° | GT3 | Gateway | RAKWireless | 7289V2 WisGate Edge Pro |  | AC1F09FFFE0CF30A | 918100QN6030606051 | [16 empty] | this gateway maybe eliminated and this farm will be connected to NARC
J014 | Jordan | WM-SN:2306120024 | 35.629711° | 32.180439° | ST11 | Sensor | Shendga | Bulk water meter |  | 8254812306000024 | 4841434D4C570001 | 4841432D4D4C57202003180000025481 | [14 empty] | Water flow
J015 | Jordan | SM-SN:008000000403FCEE | 35.629711° | 32.180439° | ST12 | Sensor | SENSOTERRA | Multi Depth Soil Moisture Se |  | 008000000403FC9C | 70B3D5DC90000000 | 914735D8A1111FD661DB9F328ECC31C2 | [14 empty] | 6 x depths: Soil Moisture, Soil Temperature
J017 |  |  |  |  | ST13 | Sensor | SenseCap | Multi-parameter Analyzer |  | 2CF7F1C0523000E2
Area: Telal Al Thahab
JGW05 | Jordan | RAK-EUI:AC1F09FFFE0CF2EC | 35.685885° | 32.188872° | GT3 | Gateway | RAKWireless | 7289V2 WisGate Edge Pro |  | AC1F09FFFE0CF2EC | 918100QN6030606036
J016 | Jordan | NODE-SN:114992872232300104 | 35.685885° | 32.188872° | ST13 | Sensor | SenseCap | Multi-parameter Analyzer |  | 2CF7F1C05230012F | CBB61DF2EFD97736 | 7B005F0C5D9934B0783B716794E22609 | [14 empty] | pH, EC, NH4, NO3,Temperature, level of ground water | SKU:114992872
Area: King Talal Dam
JGW06 | Jordan | RAK-EUI:AC1F09FFFE0CF2DA |  |  | GT3 | Gateway | RAKWireless |  |  | AC1F09FFFE0CF2DA | 918100QN6030606027
J019 | Jordan | WL-SN-114992872232300176 |  |  | ST16 | Sensor | Materontek | Level Transmitter |  | 2CF7F1C052300177 | FC4DECF8CC60328F | EBD88708D4F8593A136C4710674F478A
Area: Telal Al Thahab
JGW07 | Jordan | RAK-EUI:AC1F09FFFE0CF2DA | 35.685885° | 32.188872° | GT13 | Gateway | RAKWireless |  |  | AC1F09FFFE0CF2DA
J016 | Jordan | NODE-SN:114992872232300104 |  |  | ST13 | Sensor | SenseCap | Multi-parameter Analyzer |  | 2CF7F1C05230012F | CBB61DF2EFD97736 | 7B005F0C5D9934B0783B716794E22609 | [14 empty] | pH, EC, NH4, NO3,Temperature | SKU:114992872
| Jordan | ??? |  |  | ST10 | Weather station | No-lora | Weather station - old
[10 empty] | 008000000403FC99 | 70B3D5DC90000000 | a15796796d76855b5e42a7a86fea18b1
PILOT - LEBANON
L001 | Lebanon | Agrometeorology station |  |  |  | Sensor | Pessel | Fieldclimate - Legacy
L002 | Lebanon | Agrometeorology station |  |  |  | Sensor | Pessel | Fieldclimate - Legacy
L003 | Lebanon | Agrometeorology station |  |  |  | Sensor | Pessel | Fieldclimate - Legacy
L004 | Lebanon | SQ-R non-contact flowmeter LORA Modem MODBUS Interface |  |  |  | Sensor | Sommer | [19 empty] | Water speed
L005 | Lebanon | Aquatroll 200 Level Sensor and datalogger |  |  |  | Sensor | Aquatroll | Aquatroll 200 | [18 empty] | Temperature, level, conductivity
L006 | Lebanon | Aquatroll 500 Multiparameter (Not-vented) |  |  |  | Sensor | Aquatroll | Multiparameter 500 | [18 empty] | Temperature, conductivity, pH, ORP, Nitrate, Chlorophyll
L007 | Lebanon | Soil Moisture Sensor |  |  |  | Sensor | Enviroprosoilprobes | EP100G-16 | [18 empty] | 16 x depths: Soil Moisture, Soil Temperature, Soil Salinity
L008 | Lebanon | Soil Moisture Sensor |  |  |  | Sensor | Enviroprosoilprobes | EP100G-16 | [18 empty] | 16 x depths: Soil Moisture, Soil Temperature, Soil Salinity
L009 | Lebanon | Soil Moisture Sensor |  |  |  | Sensor | Enviroprosoilprobes | EP100G-16 | [18 empty] | 16 x depths: Soil Moisture, Soil Temperature, Soil Salinity
L010 | Lebanon | Soil Moisture Sensor |  |  |  | Sensor | Enviroprosoilprobes | EP100G-16 | [18 empty] | 16 x depths: Soil Moisture, Soil Temperature, Soil Salinity
L011 | Lebanon | Soil Moisture Sensor |  |  |  | Sensor | Enviroprosoilprobes | EP100G-16 | [18 empty] | 16 x depths: Soil Moisture, Soil Temperature, Soil Salinity
L012 | Lebanon | Soil Moisture Sensor |  |  |  | Sensor | Enviroprosoilprobes | EP100G-16 | [18 empty] | 16 x depths: Soil Moisture, Soil Temperature, Soil Salinity
L013 | Lebanon | Soil Moisture Sensor |  |  |  | Sensor | Enviroprosoilprobes | EP100G-16 | [18 empty] | 16 x depths: Soil Moisture, Soil Temperature, Soil Salinity
L014 | Lebanon | Soil Moisture Sensor |  |  |  | Sensor | Enviroprosoilprobes | EP100G-16 | [18 empty] | 16 x depths: Soil Moisture, Soil Temperature, Soil Salinity
L015 | Lebanon | Soil Moisture Sensor |  |  |  | Sensor | Enviroprosoilprobes | EP100G-16 | [18 empty] | 16 x depths: Soil Moisture, Soil Temperature, Soil Salinity
PILOT - TUNISIA
Area: Farmer 1 - Noureddine Rojbani
TGW01 | Tunisia | Base unit (3G-GSM-GPRS) | 10.350577 | 33.310748 |  | 3G gateway | DELTAOHM | HD35APGMT | [19 empty] | Farmer 1 Noureddine Rojbani
TGW012 | Tunisia | GSM remote control box | 10.350577 | 33.310748 |  | Solenoid valve controlling | Blue Whale | SMARTCAN_COMMAND | [19 empty] | Farmer 1 Noureddine Rojbani
TDL01 | Tunisia | Wireless data logger for Anemometer | 10.350577 | 33.310748 |  | Datalogging | DELTAOHM | HD35ED[L]W-MB | [19 empty] | Farmer 1 Noureddine Rojbani
TDL02 | Tunisia | Wireless data logger for Rain gauge | 10.350577 | 33.310748 |  | Datalogging | DELTAOHM | HD35EDWPTC | [19 empty] | Farmer 1 Noureddine Rojbani
TDL03 | Tunisia | Wireless data logger for Soil moisture | 10.350577 | 33.310748 |  | Datalogging | DELTAOHM | HD35EDWN/3TC | [19 empty] | Farmer 1 Noureddine Rojbani
TDL04 | Tunisia | Wireless data logger for Soil moisture | 10.350577 | 33.310748 |  | Datalogging | DELTAOHM | HD35EDWN/3TC | [19 empty] | Farmer 1 Noureddine Rojbani
TDL011 | Tunisia | Wireless data logger for Impulse water meter | 10.350577 | 33.310748 |  | Datalogging | DELTAOHM | HD35EDWH | [19 empty] | Farmer 1 Noureddine Rojbani
TDL012 | Tunisia | Wireless data logger for Impulse water meter | 10.350577 | 33.310748 |  | Datalogging | DELTAOHM | HD35EDWH | [19 empty] | Farmer 1 Noureddine Rojbani
TS01 | Tunisia | Two Axes Ultrasonic Anemometer | 10.350577 | 33.310748 |  | Sensor | DELTAOHM | HD 52.3DP147 | [18 empty] | Wind speed and direction, solar radiation, temperature, relative humidity, barometric pressure, Evapotranspiration | Farmer 1 Noureddine Rojbani
TS02 | Tunisia | Rain gauge with tipping bucket 200 cm2 | 10.350577 | 33.310748 |  | Sensor | DELTAOHM | HD2015 | [18 empty] | Cumulative Rainfall, Rain Intensity | Farmer 1 Noureddine Rojbani
TS03 | Tunisia | Probes (two electrodes) | 10.350577 | 33.310748 |  | Sensor | DELTAOHM | HD3910 | [18 empty] | Soil Volumetric water content, Soil Temperature | Farmer 1 Noureddine Rojbani
TS04 | Tunisia | Probes (two electrodes) | 10.350577 | 33.310748 |  | Sensor | DELTAOHM | HD3910 | [18 empty] | Soil Volumetric water content, Soil Temperature | Farmer 1 Noureddine Rojbani
TS05 | Tunisia | Probes (two electrodes) | 10.350577 | 33.310748 |  | Sensor | DELTAOHM | HD3910 | [18 empty] | Soil Volumetric water content, Soil Temperature | Farmer 1 Noureddine Rojbani
TS06 | Tunisia | Probes (two electrodes) | 10.350577 | 33.310748 |  | Sensor | DELTAOHM | HD3910 | [18 empty] | Soil Volumetric water content, Soil Temperature | Farmer 1 Noureddine Rojbani
TS07 | Tunisia | Probes (two electrodes) | 10.350577 | 33.310748 |  | Sensor | DELTAOHM | HD3910 | [18 empty] | Soil Volumetric water content, Soil Temperature | Farmer 1 Noureddine Rojbani
TS08 | Tunisia | Probes (two electrodes) | 10.350577 | 33.310748 |  | Sensor | DELTAOHM | HD3910 | [18 empty] | Soil Volumetric water content, Soil Temperature | Farmer 1 Noureddine Rojbani
TS027 | Tunisia | Impulse water meter {DN 63} | 10.350577 | 33.310748 |  | Sensor | ZENNER | Woltman WPD | [18 empty] | Water Flow | Farmer 1 Noureddine Rojbani
TS032 | Tunisia | Impulse water meter {DN 75} | 10.350577 | 33.310748 |  | Sensor | ZENNER | Woltman WPD | [18 empty] | Water Flow | Farmer 1 Noureddine Rojbani
TS041 | Tunisia | Motorized valve {DN 63} | 10.350577 | 33.310748 |  | Open / close the valve | VALPES | JR66.712.101 | [19 empty] | Farmer 1 Noureddine Rojbani
Area: Farmer 2 - Jomaa Dhibi
TGW02 | Tunisia | Base unit (3G-GSM-GPRS) | 10.389754 | 33.322935 |  | 3G gateway | DELTAOHM | HD35APGMT | [19 empty] | Farmer 2 Jomaa Dhibi
TGW013 | Tunisia | GSM remote control box | 10.389754 | 33.322935 |  | Solenoid valve controlling | Blue Whale | SMARTCAN_COMMAND | [19 empty] | Farmer 2 Jomaa Dhibi
TDL05 | Tunisia | Wireless data logger for Soil moisture | 10.389754 | 33.322935 |  | Datalogging | DELTAOHM | HD35EDWN/3TC | [19 empty] | Farmer 2 Jomaa Dhibi
TDL06 | Tunisia | Wireless data logger for Soil moisture | 10.389754 | 33.322935 |  | Datalogging | DELTAOHM | HD35EDWN/3TC | [19 empty] | Farmer 2 Jomaa Dhibi
TDL013 | Tunisia | Wireless data logger for Impulse water meter | 10.389754 | 33.322935 |  | Datalogging | DELTAOHM | HD35EDWH | [19 empty] | Farmer 2 Jomaa Dhibi
TDL014 | Tunisia | Wireless data logger for Impulse water meter | 10.389754 | 33.322935 |  | Datalogging | DELTAOHM | HD35EDWH | [19 empty] | Farmer 2 Jomaa Dhibi
TS09 | Tunisia | Probes (two electrodes) | 10.389754 | 33.322935 |  | Sensor | DELTAOHM | HD3910 | [18 empty] | Soil Volumetric water content, Soil Temperature | Farmer 2 Jomaa Dhibi
TS010 | Tunisia | Probes (two electrodes) | 10.389754 | 33.322935 |  | Sensor | DELTAOHM | HD3910 | [18 empty] | Soil Volumetric water content, Soil Temperature | Farmer 2 Jomaa Dhibi
TS011 | Tunisia | Probes (two electrodes) | 10.389754 | 33.322935 |  | Sensor | DELTAOHM | HD3910 | [18 empty] | Soil Volumetric water content, Soil Temperature | Farmer 2 Jomaa Dhibi
TS012 | Tunisia | Probes (two electrodes) | 10.389754 | 33.322935 |  | Sensor | DELTAOHM | HD3910 | [18 empty] | Soil Volumetric water content, Soil Temperature | Farmer 2 Jomaa Dhibi
TS013 | Tunisia | Probes (two electrodes) | 10.389754 | 33.322935 |  | Sensor | DELTAOHM | HD3910 | [18 empty] | Soil Volumetric water content, Soil Temperature | Farmer 2 Jomaa Dhibi
TS014 | Tunisia | Probes (two electrodes) | 10.389754 | 33.322935 |  | Sensor | DELTAOHM | HD3910 | [18 empty] | Soil Volumetric water content, Soil Temperature | Farmer 2 Jomaa Dhibi
TS028 | Tunisia | Impulse water meter {DN 63} | 10.389754 | 33.322935 |  | Sensor | ZENNER | Woltman WPD | [18 empty] | Water Flow | Farmer 2 Jomaa Dhibi
TS033 | Tunisia | Impulse water meter {DN 75} | 10.389754 | 33.322935 |  | Sensor | ZENNER | Woltman WPD | [18 empty] | Water Flow | Farmer 2 Jomaa Dhibi
TS042 | Tunisia | Motorized valve {DN 63} | 10.389754 | 33.322935 |  | Open / close the valve | VALPES | JR66.712.101 | [19 empty] | Farmer 2 Jomaa Dhibi
Area: Farmer 3 - Lamine Moussa
TGW03 | Tunisia | Base unit (3G-GSM-GPRS) | 10.336111 | 33.309655 |  | 3G gateway | DELTAOHM | HD35APGMT | [19 empty] | Farmer 3 Lamine Moussa
TGW014 | Tunisia | GSM remote control box | 10.336111 | 33.309655 |  | Solenoid valve controlling | Blue Whale | SMARTCAN_COMMAND | [19 empty] | Farmer 3 Lamine Moussa
TDL07 | Tunisia | Wireless data logger for Soil moisture | 10.336111 | 33.309655 |  | Datalogging | DELTAOHM | HD35EDWN/3TC | [19 empty] | Farmer 3 Lamine Moussa
TDL08 | Tunisia | Wireless data logger for Soil moisture | 10.336111 | 33.309655 |  | Datalogging | DELTAOHM | HD35EDWN/3TC | [19 empty] | Farmer 3 Lamine Moussa
TDL015 | Tunisia | Wireless data logger for Impulse water meter | 10.336111 | 33.309655 |  | Datalogging | DELTAOHM | HD35EDWH | [19 empty] | Farmer 3 Lamine Moussa
TDL016 | Tunisia | Wireless data logger for Impulse water meter | 10.336111 | 33.309655 |  | Datalogging | DELTAOHM | HD35EDWH | [19 empty] | Farmer 3 Lamine Moussa
TS015 | Tunisia | Probes (two electrodes) | 10.336111 | 33.309655 |  | Sensor | DELTAOHM | HD3910 | [18 empty] | Soil Volumetric water content, Soil Temperature | Farmer 3 Lamine Moussa
TS016 | Tunisia | Probes (two electrodes) | 10.336111 | 33.309655 |  | Sensor | DELTAOHM | HD3910 | [18 empty] | Soil Volumetric water content, Soil Temperature | Farmer 3 Lamine Moussa
TS017 | Tunisia | Probes (two electrodes) | 10.336111 | 33.309655 |  | Sensor | DELTAOHM | HD3910 | [18 empty] | Soil Volumetric water content, Soil Temperature | Farmer 3 Lamine Moussa
TS018 | Tunisia | Probes (two electrodes) | 10.336111 | 33.309655 |  | Sensor | DELTAOHM | HD3910 | [18 empty] | Soil Volumetric water content, Soil Temperature | Farmer 3 Lamine Moussa
TS019 | Tunisia | Probes (two electrodes) | 10.336111 | 33.309655 |  | Sensor | DELTAOHM | HD3910 | [18 empty] | Soil Volumetric water content, Soil Temperature | Farmer 3 Lamine Moussa
TS020 | Tunisia | Probes (two electrodes) | 10.336111 | 33.309655 |  | Sensor | DELTAOHM | HD3910 | [18 empty] | Soil Volumetric water content, Soil Temperature | Farmer 3 Lamine Moussa
TS029 | Tunisia | Impulse water meter {DN 63} | 10.336111 | 33.309655 |  | Sensor | ZENNER | Woltman WPD | [18 empty] | Water Flow | Farmer 3 Lamine Moussa
TS034 | Tunisia | Impulse water meter {DN 75} | 10.336111 | 33.309655 |  | Sensor | ZENNER | Woltman WPD | [18 empty] | Water Flow | Farmer 3 Lamine Moussa
TS043 | Tunisia | Motorized valve {DN 63} | 10.336111 | 33.309655 |  | Open / close the valve | VALPES | JR66.712.101 | [19 empty] | Farmer 3 Lamine Moussa
Area: Farmer 4 - Mabrouka Company
TGW04 | Tunisia | Base unit (3G-GSM-GPRS) | 10.325000 | 33.341304 |  | 3G gateway | DELTAOHM | HD35APGMT | [19 empty] | Farmer 4 Mabrouka Company
TGW015 | Tunisia | GSM remote control box | 10.325000 | 33.341304 |  | Solenoid valve controlling | Blue Whale | SMARTCAN_COMMAND | [19 empty] | Farmer 4 Mabrouka Company
TDL09 | Tunisia | Wireless data logger for Soil moisture | 10.325000 | 33.341304 |  | Datalogging | DELTAOHM | HD35EDWN/3TC | [19 empty] | Farmer 4 Mabrouka Company
TDL010 | Tunisia | Wireless data logger for Soil moisture | 10.325000 | 33.341304 |  | Datalogging | DELTAOHM | HD35EDWN/3TC | [19 empty] | Farmer 4 Mabrouka Company
TDL017 | Tunisia | Wireless data logger for Impulse water meter | 10.325000 | 33.341304 |  | Datalogging | DELTAOHM | HD35EDWH | [19 empty] | Farmer 4 Mabrouka Company
TDL018 | Tunisia | Wireless data logger for Impulse water meter | 10.325000 | 33.341304 |  | Datalogging | DELTAOHM | HD35EDWH | [19 empty] | Farmer 4 Mabrouka Company
TS021 | Tunisia | Probes (two electrodes) | 10.325000 | 33.341304 |  | Sensor | DELTAOHM | HD3910 | [18 empty] | Soil Volumetric water content, Soil Temperature | Farmer 4 Mabrouka Company
TS022 | Tunisia | Probes (two electrodes) | 10.325000 | 33.341304 |  | Sensor | DELTAOHM | HD3910 | [18 empty] | Soil Volumetric water content, Soil Temperature | Farmer 4 Mabrouka Company
TS023 | Tunisia | Probes (two electrodes) | 10.325000 | 33.341304 |  | Sensor | DELTAOHM | HD3910 | [18 empty] | Soil Volumetric water content, Soil Temperature | Farmer 4 Mabrouka Company
TS024 | Tunisia | Probes (two electrodes) | 10.325000 | 33.341304 |  | Sensor | DELTAOHM | HD3910 | [18 empty] | Soil Volumetric water content, Soil Temperature | Farmer 4 Mabrouka Company
TS025 | Tunisia | Probes (two electrodes) | 10.325000 | 33.341304 |  | Sensor | DELTAOHM | HD3910 | [18 empty] | Soil Volumetric water content, Soil Temperature | Farmer 4 Mabrouka Company
TS026 | Tunisia | Probes (two electrodes) | 10.325000 | 33.341304 |  | Sensor | DELTAOHM | HD3910 | [18 empty] | Soil Volumetric water content, Soil Temperature | Farmer 4 Mabrouka Company
TS030 | Tunisia | Impulse water meter {DN 63} | 10.325000 | 33.341304 |  | Sensor | ZENNER | Woltman WPD | [18 empty] | Water Flow | Farmer 4 Mabrouka Company
TS035 | Tunisia | Impulse water meter {DN 75} | 10.325000 | 33.341304 |  | Sensor | ZENNER | Woltman WPD | [18 empty] | Water Flow | Farmer 4 Mabrouka Company
TS045 | Tunisia | Motorized valve {DN 63} | 10.325000 | 33.341304 |  | Open / close the valve | VALPES | JR66.712.101 | [19 empty] | Farmer 4 Mabrouka Company
Area: Well drilling 1 - SONEDE
TGW05 | Tunisia | Base unit (3G-GSM-GPRS) | 10.357336 | 33.340523 |  | 3G gateway | DELTAOHM | HD35APGMT | [19 empty] | Well drilling SONEDE 1
TDL019 | Tunisia | Wireless data logger for Impulse water meter | 10.357336 | 33.340523 |  | Datalogging | DELTAOHM | HD35EDWH | [19 empty] | Well drilling SONEDE 1
TS037 | Tunisia | Impulse water meter {DN 100} | 10.357336 | 33.340523 |  | Sensor | ZENNER | Woltman WPD | [18 empty] | Water Flow | Well drilling SONEDE 1
Area: Well drilling 2 - SONEDE
TGW06 | Tunisia | Base unit (3G-GSM-GPRS) | 10.384967 | 33.321849 |  | 3G gateway | DELTAOHM | HD35APGMT | [19 empty] | Well drilling SONEDE 2
TDL020 | Tunisia | Wireless data logger for Impulse water meter | 10.384967 | 33.321849 |  | Datalogging | DELTAOHM | HD35EDWH | [19 empty] | Well drilling SONEDE 2
TS038 | Tunisia | Impulse water meter {DN 100} | 10.384967 | 33.321849 |  | Sensor | ZENNER | Woltman WPD | [18 empty] | Water Flow | Well drilling SONEDE 2
Area: Well drilling 3 - SONEDE
TGW07 | Tunisia | Base unit (3G-GSM-GPRS) | 10.427504 | 33.283907 |  | 3G gateway | DELTAOHM | HD35APGMT | [19 empty] | Well drilling SONEDE 3
TDL021 | Tunisia | Wireless data logger for Impulse water meter | 10.427504 | 33.283907 |  | Datalogging | DELTAOHM | HD35EDWH | [19 empty] | Well drilling SONEDE 3
TS039 | Tunisia | Impulse water meter {DN 100} | 10.427504 | 33.283907 |  | Sensor | ZENNER | Woltman WPD | [18 empty] | Water Flow | Well drilling SONEDE 3
Area: Well drilling 4 - SONEDE
TGW08 | Tunisia | Base unit (3G-GSM-GPRS) | 10.371282 | 33.306839 |  | 3G gateway | DELTAOHM | HD35APGMT | [19 empty] | Well drilling SONEDE 4
TDL022 | Tunisia | Wireless data logger for Impulse water meter | 10.371282 | 33.306839 |  | Datalogging | DELTAOHM | HD35EDWH | [19 empty] | Well drilling SONEDE 4
TS040 | Tunisia | Impulse water meter {DN 200} | 10.371282 | 33.306839 |  | Sensor | ZENNER | Woltman WPD | [18 empty] | Water Flow | Well drilling SONEDE 4
Area: Well drilling 5 - SONEDE
TGW09 | Tunisia | Base unit (3G-GSM-GPRS) | 10.433408 | 33.406333 |  | 3G gateway | DELTAOHM | HD35APGMT | [19 empty] | Well drilling SONEDE 5
TDL023 | Tunisia | Wireless data logger for Impulse water meter | 10.433408 | 33.406333 |  | Datalogging | DELTAOHM | HD35EDWH | [19 empty] | Well drilling SONEDE 5
TS031 | Tunisia | Impulse water meter {DN 63} | 10.433408 | 33.406333 |  | Sensor | ZENNER | Woltman WPD | [18 empty] | Water Flow | Well drilling SONEDE 5
Area: Well drilling 6 - SONEDE
TGW09 | Tunisia | Base unit (3G-GSM-GPRS) | 10.433408 | 33.406333 |  | 3G gateway | DELTAOHM | HD35APGMT | [19 empty] | Well drilling SONEDE 6
TDL024 | Tunisia | Wireless data logger for Impulse water meter | 10.433408 | 33.406333 |  | Datalogging | DELTAOHM | HD35EDWH | [19 empty] | Well drilling SONEDE 6
TS036 | Tunisia | Impulse water meter {DN 80} | 10.433408 | 33.406333 |  | Sensor | ZENNER | Woltman WPD | [18 empty] | Water Flow | Well drilling SONEDE 6
Area: Drilling of recharge well 1
TGW010 | Tunisia | Base unit (3G-GSM-GPRS) | 10.444596 | 33.245896 |  | 3G gateway | DELTAOHM | HD35APGMT | [19 empty] | Drilling of recharge wells 1
TDL026 | Tunisia | Wireless data logger for Piezometric Level | 10.444596 | 33.245896 |  | Datalogging | DELTAOHM | HD35ED(L)WDPTC | [19 empty] | Drilling of recharge wells 1
TS048 | Tunisia | Level sensing pressure transmitters | 10.444596 | 33.245896 |  | Sensor | HUBA CONTROLE | 711 | [18 empty] | Level sensing, Pressure | Drilling of recharge wells 1
Area: Drilling of recharge well 2
TGW011 | Tunisia | Base unit (3G-GSM-GPRS) | 10.380013 | 33.318260 |  | 3G gateway | DELTAOHM | HD35APGMT | [19 empty] | Drilling of recharge wells 2
TDL027 | Tunisia | Wireless data logger for Piezometric Level | 10.380013 | 33.318260 |  | Datalogging | DELTAOHM | HD35ED(L)WDPTC | [19 empty] | Drilling of recharge wells 2
TS049 | Tunisia | Level sensing pressure transmitters | 10.380013 | 33.318260 |  | Sensor | HUBA CONTROLE | 711 | [18 empty] | Level sensing, Pressure | Drilling of recharge wells 2
Area: Well water quality 1
TGW016 | Tunisia | 4G Remote telemetry monitoring | 10.443274 | 33.241616 |  | Data logger and global cellular telemetry | In-Situ | VuLink | [19 empty] | Well water quality 1
TS046 | Tunisia | Multiparameter Sonde Aqua TROLL | 10.443274 | 33.241616 |  | Sensor | IN-SITU | Aqua TROLL 500 | [18 empty] | pH/ORP, Temperature, Conductivity, Nitrate and the water level | Well water quality 1
Area: Well water quality 2
TGW017 | Tunisia | 4G Remote telemetry monitoring | 10.371316 | 33.306816 |  | Data logger and global cellular telemetry | In-Situ | VuLink | [19 empty] | Well water quality 2
TS047 | Tunisia | Multiparameter Sonde Aqua TROLL | 10.371316 | 33.306816 |  | Sensor | IN-SITU | Aqua TROLL 500 | [18 empty] | pH/ORP, Temperature, Conductivity, Nitrate and the water level | Well water quality 2
Note on A1: Maybe input for water dashboard? -Francesco Martini ---- These will be the keys sent in the "values" part of the message to the platform -Joel Aumedes Serrano
Note on D24: Non ci sono info nel file condiviso con UNISS -Francesco Martini
Note on A35: We need a total of 24 rows for Nature4.0 sensors to add DEV EUI etc. for each one -Martina Leoni 24 rows for all devices. If you device is not connected directly to Acquaount LoRaWAN server the DEV EUI is not required. You should be able to forward you data directly to WoT Server (EUT) -Francesco Martini
Note on D35: @martina.leoni@unitus.it Could you provide the correct position of Nature 4.0 sensors, following the current format? Thank you _Assegnato a martina.leoni@unitus.it_ -Francesco Martini I don't have the authorization to modify the file. I add the requested information here as a comment TTCyber SN Lat Lon TTCyber 81238002 39,948300 8,703607 TTCyber 81238003 39,948300 8,703607 TTCyber 81238004 39,948300 8,703607 TTCyber 81238005 39,948300 8,703607 TTCyber 81238006 39,948300 8,703607 TTCyber 81238007 39,948300 8,703607 TTCyber 81238008 39,948298 8,703605 TTCyber 81238009 39,948334 8,703647 TTCyber 81238010 39,948334 8,703647 TTCyber 81238011 39,948300 8,703607 TTCyber 81238012 39,944860 8,697028 TTCyber 81238013 39,944860 8,697028 TTCyber 81238014 39,944769 8,696931 TTCyber 81238015 39,944664 8,696876 TTCyber 81238016 39,944741 8,696993 TTCyber 81238017 39,944741 8,697185 TTCyber 81238018 39,944741 8,697185 TTCyber 81238019 39,944577 8,696849 TTCyber 81238020 39.944644 8,696944 TTCyber 81238021 39,944577 8,696849 TTCyber 81238022 39,944551 8,697524 TTCyber 81238023 39,944456 8,697027 TTCyber 81238024 39,944456 8,697027 TTCyber 81238025 39,944551 8,697524 -Martina Leoni _Contrassegnato come completato_ -Martina Leoni _Riaperto_ Added coordinates info. I updated the authorizations this morning. You should be able to modify if needed. -Francesco Martini
Note on D60: Information to be provided by @mlocascio@uniss.it _Assegnato a mlocascio@uniss.it_ -Francesco Martini Updated with Andrea Borgo -Francesco Martini
Note on K70: OLD 2CF7F1C052300177 -Alessandro Casula
Note on A93: AGGIUNGERE QUESTO SENSORE SU AWS APPENA RANA FORNISCE TUTTI I CODICI NECESSARI -Alessandro Casula
Note on A99: Da capire in che modo ordinarli. Controllare prima se gli altri sensori sono già stati tutti segnati. -Paolo Carpentras si per favore fai tu un check -Francesco Martini
Note on K106: nuovo sensoterra aggiungere -Alessandro Casula
Note on C111: In the emails was GPRS but in D3.2 they reported as LoRA -Francesco Martini
Note on AB111: As reported in datasheet. To be confirmed -Francesco Martini
Note on AB112: As reported in datasheet. To be confirmed -Francesco Martini
Note on C113: Not listed in D3.2 but reported here by lebanon site -Francesco Martini

## Datastream Definition
Pilot | Field Name | Field Description | Field Latitude | Field Longitude | Device ID | Device Description | Device Type | Device EUI | Property Key | Property Name | Property Description | Unit Of Measurement | Unit Of Measurement Symbol | Datastream Name | Datastream Description | Averages
Demo | Demo Field | Demo sensors in ABI | 40.727 | 8.5643 | D001 | Compact and versatile environmental sensor module designed for monitoring temperature and humidity in various applications. | ST01 | 2cf7f1c043500183 | air_temperature | Air Temperature | The measure of the hotness or coldness of the air. | Degrees Celsius | ºC | Demo_Field_D001_air_temperature | The datastream containing mesures of field Demo Field by sensor D001 which measures Air Temperature. | None
Demo | Demo Field | Demo sensors in ABI | 40.727 | 8.5643 | D001 | Compact and versatile environmental sensor module designed for monitoring temperature and humidity in various applications. | ST01 | 2cf7f1c043500183 | air_humidity | Air Humidity | The amount of moisture or water vapor present in the air, often expressed as a percentage of the maximum amount the air could hold at a given temperature. | Percentage | % | Demo_Field_D001_air_humidity | The datastream containing mesures of field Demo Field by sensor D001 which measures Air Humidity. | None
Demo | Demo Field | Demo sensors in ABI | 40.727 | 8.5643 | D001 | Compact and versatile environmental sensor module designed for monitoring temperature and humidity in various applications. | ST01 | 2cf7f1c043500183 | co2_concentration | CO2 Concentration | The quantity of carbon dioxide gas present in the air, used to assess air quality and monitor environmental conditions. | Parts per million | ppm | Demo_Field_D001_co2_concentration | The datastream containing mesures of field Demo Field by sensor D001 which measures CO2 Concentration. | None
Demo | Demo Field | Demo sensors in ABI | 40.727 | 8.5643 | D002 | A sensor module for measuring soil moisture and temperature, ideal for agriculture and environmental monitoring. | ST02 | 2CF7F12031500017 | soil_moisture | Soil Moisture | The amount of moisture present in the soil, often expressed as a percentage of the maximum amount the soil could hold at a given temperature. | Percentage | % | Demo_Field_D002_soil_moisture | The datastream containing mesures of field Demo Field by sensor D002 which measures Soil Moisture. | None
Demo | Demo Field | Demo sensors in ABI | 40.727 | 8.5643 | D002 | A sensor module for measuring soil moisture and temperature, ideal for agriculture and environmental monitoring. | ST02 | 2CF7F12031500017 | soil_temperature | Soil Temperature | The measure of temperature of the soil. | Degrees Celsius | ºC | Demo_Field_D002_soil_temperature | The datastream containing mesures of field Demo Field by sensor D002 which measures Soil Temperature. | None
Demo | Demo Field | Demo sensors in ABI | 40.727 | 8.5643 | D003 | A LoRa-enabled controller for managing and controlling IoT devices, facilitating long-range wireless communication. | ST03 | 24e124414b106165 | battery_level | Battery Level | The percentage of battery level associated to the specific sensor. | Percentage | % | Demo_Field_D003_battery_level | The datastream containing mesures of field Demo Field by sensor D003 which measures Battery Level. | None
Demo | Demo Field | Demo sensors in ABI | 40.727 | 8.5643 | D003 | A LoRa-enabled controller for managing and controlling IoT devices, facilitating long-range wireless communication. | ST03 | 24e124414b106165 | valve1_pulse | Flowmeter pulses | The number of pulses read by flowmeter. Depending on flowmeter configuration it could correspond to a different number of cubic meter of water | Number of pulses | N/A | Demo_Field_D003_valve1_pulse | The datastream containing mesures of field Demo Field by sensor D003 which measures Flowmeter pulses. | None
Demo | Demo Field | Demo sensors in ABI | 40.727 | 8.5643 | D003 | A LoRa-enabled controller for managing and controlling IoT devices, facilitating long-range wireless communication. | ST03 | 24e124414b106165 | valve1_status | Valve status | The current condition of the valve controlled (opened or closed) | ON / OFF | N/A | Demo_Field_D003_valve1_status | The datastream containing mesures of field Demo Field by sensor D003 which measures Valve status. | None
Demo | Demo Field | Demo sensors in ABI | 40.727 | 8.5643 | D003 | A LoRa-enabled controller for managing and controlling IoT devices, facilitating long-range wireless communication. | ST03 | 24e124414b106165 | valve2_pulse | Flowmeter pulses | The number of pulses read by flowmeter. Depending on flowmeter configuration it could correspond to a different number of cubic meter of water | Number of pulses | N/A | Demo_Field_D003_valve2_pulse | The datastream containing mesures of field Demo Field by sensor D003 which measures Flowmeter pulses. | None
Demo | Demo Field | Demo sensors in ABI | 40.727 | 8.5643 | D003 | A LoRa-enabled controller for managing and controlling IoT devices, facilitating long-range wireless communication. | ST03 | 24e124414b106165 | valve2_status | Valve status | The current condition of the valve controlled (opened or closed) | ON / OFF | N/A | Demo_Field_D003_valve2_status | The datastream containing mesures of field Demo Field by sensor D003 which measures Valve status. | None
Demo | Demo Field | Demo sensors in ABI | 40.727 | 8.5643 | D004 | An advanced sensor capable of monitoring temperature and moisture at different depths. Useful for agronomic research activities. | ST04 | 3738383962376102 | soil_moisture_1 | Soil Moisture | The amount of moisture present in the soil, often expressed as a percentage of the maximum amount the soil could hold at a given temperature. | Percentage | % | Demo_Field_D004_soil_moisture_1 | The datastream containing mesures of field Demo Field by sensor D004 which measures Soil Moisture. | None
Demo | Demo Field | Demo sensors in ABI | 40.727 | 8.5643 | D004 | An advanced sensor capable of monitoring temperature and moisture at different depths. Useful for agronomic research activities. | ST04 | 3738383962376102 | soil_moisture_2 | Soil Moisture | The amount of moisture present in the soil, often expressed as a percentage of the maximum amount the soil could hold at a given temperature. | Percentage | % | Demo_Field_D004_soil_moisture_2 | The datastream containing mesures of field Demo Field by sensor D004 which measures Soil Moisture. | None
Demo | Demo Field | Demo sensors in ABI | 40.727 | 8.5643 | D004 | An advanced sensor capable of monitoring temperature and moisture at different depths. Useful for agronomic research activities. | ST04 | 3738383962376102 | soil_moisture_3 | Soil Moisture | The amount of moisture present in the soil, often expressed as a percentage of the maximum amount the soil could hold at a given temperature. | Percentage | % | Demo_Field_D004_soil_moisture_3 | The datastream containing mesures of field Demo Field by sensor D004 which measures Soil Moisture. | None
Demo | Demo Field | Demo sensors in ABI | 40.727 | 8.5643 | D004 | An advanced sensor capable of monitoring temperature and moisture at different depths. Useful for agronomic research activities. | ST04 | 3738383962376102 | soil_moisture_4 | Soil Moisture | The amount of moisture present in the soil, often expressed as a percentage of the maximum amount the soil could hold at a given temperature. | Percentage | % | Demo_Field_D004_soil_moisture_4 | The datastream containing mesures of field Demo Field by sensor D004 which measures Soil Moisture. | None
Demo | Demo Field | Demo sensors in ABI | 40.727 | 8.5643 | D004 | An advanced sensor capable of monitoring temperature and moisture at different depths. Useful for agronomic research activities. | ST04 | 3738383962376102 | soil_moisture_5 | Soil Moisture | The amount of moisture present in the soil, often expressed as a percentage of the maximum amount the soil could hold at a given temperature. | Percentage | % | Demo_Field_D004_soil_moisture_5 | The datastream containing mesures of field Demo Field by sensor D004 which measures Soil Moisture. | None
Demo | Demo Field | Demo sensors in ABI | 40.727 | 8.5643 | D004 | An advanced sensor capable of monitoring temperature and moisture at different depths. Useful for agronomic research activities. | ST04 | 3738383962376102 | soil_moisture_6 | Soil Moisture | The amount of moisture present in the soil, often expressed as a percentage of the maximum amount the soil could hold at a given temperature. | Percentage | % | Demo_Field_D004_soil_moisture_6 | The datastream containing mesures of field Demo Field by sensor D004 which measures Soil Moisture. | None
Demo | Demo Field | Demo sensors in ABI | 40.727 | 8.5643 | D004 | An advanced sensor capable of monitoring temperature and moisture at different depths. Useful for agronomic research activities. | ST04 | 3738383962376102 | ambient_temperature | Air Temperature | The measure of the hotness or coldness of the air. | Degrees Celsius | ºC | Demo_Field_D004_ambient_temperature | The datastream containing mesures of field Demo Field by sensor D004 which measures Air Temperature. | None
Demo | Demo Field | Demo sensors in ABI | 40.727 | 8.5643 | D004 | An advanced sensor capable of monitoring temperature and moisture at different depths. Useful for agronomic research activities. | ST04 | 3738383962376102 | soil_temperature_1 | Soil Temperature | The measure of temperature of the soil. | Degrees Celsius | ºC | Demo_Field_D004_soil_temperature_1 | The datastream containing mesures of field Demo Field by sensor D004 which measures Soil Temperature. | None
Demo | Demo Field | Demo sensors in ABI | 40.727 | 8.5643 | D004 | An advanced sensor capable of monitoring temperature and moisture at different depths. Useful for agronomic research activities. | ST04 | 3738383962376102 | soil_temperature_2 | Soil Temperature | The measure of temperature of the soil. | Degrees Celsius | ºC | Demo_Field_D004_soil_temperature_2 | The datastream containing mesures of field Demo Field by sensor D004 which measures Soil Temperature. | None
Demo | Demo Field | Demo sensors in ABI | 40.727 | 8.5643 | D004 | An advanced sensor capable of monitoring temperature and moisture at different depths. Useful for agronomic research activities. | ST04 | 3738383962376102 | soil_temperature_3 | Soil Temperature | The measure of temperature of the soil. | Degrees Celsius | ºC | Demo_Field_D004_soil_temperature_3 | The datastream containing mesures of field Demo Field by sensor D004 which measures Soil Temperature. | None
Demo | Demo Field | Demo sensors in ABI | 40.727 | 8.5643 | D004 | An advanced sensor capable of monitoring temperature and moisture at different depths. Useful for agronomic research activities. | ST04 | 3738383962376102 | soil_temperature_4 | Soil Temperature | The measure of temperature of the soil. | Degrees Celsius | ºC | Demo_Field_D004_soil_temperature_4 | The datastream containing mesures of field Demo Field by sensor D004 which measures Soil Temperature. | None
Demo | Demo Field | Demo sensors in ABI | 40.727 | 8.5643 | D004 | An advanced sensor capable of monitoring temperature and moisture at different depths. Useful for agronomic research activities. | ST04 | 3738383962376102 | soil_temperature_5 | Soil Temperature | The measure of temperature of the soil. | Degrees Celsius | ºC | Demo_Field_D004_soil_temperature_5 | The datastream containing mesures of field Demo Field by sensor D004 which measures Soil Temperature. | None
Demo | Demo Field | Demo sensors in ABI | 40.727 | 8.5643 | D004 | An advanced sensor capable of monitoring temperature and moisture at different depths. Useful for agronomic research activities. | ST04 | 3738383962376102 | soil_temperature_6 | Soil Temperature | The measure of temperature of the soil. | Degrees Celsius | ºC | Demo_Field_D004_soil_temperature_6 | The datastream containing mesures of field Demo Field by sensor D004 which measures Soil Temperature. | None
Demo | Demo Field | Demo sensors in ABI | 40.727 | 8.5643 | D005 | A sensor for counting and transmitting the pulse produced by a flowmeter. | ST05 | AC1F09FFFE04E43F | count | Flowmeter pulses | The number of pulses read by flowmeter. Depending on flowmeter configuration it could correspond to a different number of cubic meter of water | Number of pulses | N/A | Demo_Field_D005_count | The datastream containing mesures of field Demo Field by sensor D005 which measures Flowmeter pulses. | None
Demo | Demo Field | Demo sensors in ABI | 40.727 | 8.5643 | D005 | A sensor for counting and transmitting the pulse produced by a flowmeter. | ST05 | AC1F09FFFE04E43F | leak | Leak warning | A warning in case of water leak detected | True / False | N/A | Demo_Field_D005_leak | The datastream containing mesures of field Demo Field by sensor D005 which measures Leak warning. | None
Demo | Demo Field | Demo sensors in ABI | 40.727 | 8.5643 | D005 | A sensor for counting and transmitting the pulse produced by a flowmeter. | ST05 | AC1F09FFFE04E43F | system_voltage | Battery Voltage | The electrical potential in a battery, indicating its charge level. | Millivolts | mV | Demo_Field_D005_system_voltage | The datastream containing mesures of field Demo Field by sensor D005 which measures Battery Voltage. | None
Italy | Torresan | Sensors owned by UNISS | 39.776 | 8.549 | I001 | An advanced sensor capable of monitoring temperature and moisture at different depths. Useful for agronomic research activities. | ST04 | AC1F09FFFE04E48A | soil_moisture_1 | Soil Moisture | The amount of moisture present in the soil, often expressed as a percentage of the maximum amount the soil could hold at a given temperature. | Percentage | % | Torresan_I001_soil_moisture_1 | The datastream containing mesures of field Torresan by sensor I001 which measures Soil Moisture. | None
Italy | Torresan | Sensors owned by UNISS | 39.776 | 8.549 | I001 | An advanced sensor capable of monitoring temperature and moisture at different depths. Useful for agronomic research activities. | ST04 | AC1F09FFFE04E48A | soil_moisture_2 | Soil Moisture | The amount of moisture present in the soil, often expressed as a percentage of the maximum amount the soil could hold at a given temperature. | Percentage | % | Torresan_I001_soil_moisture_2 | The datastream containing mesures of field Torresan by sensor I001 which measures Soil Moisture. | None
Italy | Torresan | Sensors owned by UNISS | 39.776 | 8.549 | I001 | An advanced sensor capable of monitoring temperature and moisture at different depths. Useful for agronomic research activities. | ST04 | AC1F09FFFE04E48A | soil_moisture_3 | Soil Moisture | The amount of moisture present in the soil, often expressed as a percentage of the maximum amount the soil could hold at a given temperature. | Percentage | % | Torresan_I001_soil_moisture_3 | The datastream containing mesures of field Torresan by sensor I001 which measures Soil Moisture. | None
Italy | Torresan | Sensors owned by UNISS | 39.776 | 8.549 | I001 | An advanced sensor capable of monitoring temperature and moisture at different depths. Useful for agronomic research activities. | ST04 | AC1F09FFFE04E48A | soil_moisture_4 | Soil Moisture | The amount of moisture present in the soil, often expressed as a percentage of the maximum amount the soil could hold at a given temperature. | Percentage | % | Torresan_I001_soil_moisture_4 | The datastream containing mesures of field Torresan by sensor I001 which measures Soil Moisture. | None
Italy | Torresan | Sensors owned by UNISS | 39.776 | 8.549 | I001 | An advanced sensor capable of monitoring temperature and moisture at different depths. Useful for agronomic research activities. | ST04 | AC1F09FFFE04E48A | soil_moisture_5 | Soil Moisture | The amount of moisture present in the soil, often expressed as a percentage of the maximum amount the soil could hold at a given temperature. | Percentage | % | Torresan_I001_soil_moisture_5 | The datastream containing mesures of field Torresan by sensor I001 which measures Soil Moisture. | None
Italy | Torresan | Sensors owned by UNISS | 39.776 | 8.549 | I001 | An advanced sensor capable of monitoring temperature and moisture at different depths. Useful for agronomic research activities. | ST04 | AC1F09FFFE04E48A | soil_moisture_6 | Soil Moisture | The amount of moisture present in the soil, often expressed as a percentage of the maximum amount the soil could hold at a given temperature. | Percentage | % | Torresan_I001_soil_moisture_6 | The datastream containing mesures of field Torresan by sensor I001 which measures Soil Moisture. | None
Italy | Torresan | Sensors owned by UNISS | 39.776 | 8.549 | I001 | An advanced sensor capable of monitoring temperature and moisture at different depths. Useful for agronomic research activities. | ST04 | AC1F09FFFE04E48A | ambient_temperature | Air Temperature | The measure of the hotness or coldness of the air. | Degrees Celsius | ºC | Torresan_I001_ambient_temperature | The datastream containing mesures of field Torresan by sensor I001 which measures Air Temperature. | None
Italy | Torresan | Sensors owned by UNISS | 39.776 | 8.549 | I001 | An advanced sensor capable of monitoring temperature and moisture at different depths. Useful for agronomic research activities. | ST04 | AC1F09FFFE04E48A | soil_temperature_1 | Soil Temperature | The measure of temperature of the soil. | Degrees Celsius | ºC | Torresan_I001_soil_temperature_1 | The datastream containing mesures of field Torresan by sensor I001 which measures Soil Temperature. | None
Italy | Torresan | Sensors owned by UNISS | 39.776 | 8.549 | I001 | An advanced sensor capable of monitoring temperature and moisture at different depths. Useful for agronomic research activities. | ST04 | AC1F09FFFE04E48A | soil_temperature_2 | Soil Temperature | The measure of temperature of the soil. | Degrees Celsius | ºC | Torresan_I001_soil_temperature_2 | The datastream containing mesures of field Torresan by sensor I001 which measures Soil Temperature. | None
Italy | Torresan | Sensors owned by UNISS | 39.776 | 8.549 | I001 | An advanced sensor capable of monitoring temperature and moisture at different depths. Useful for agronomic research activities. | ST04 | AC1F09FFFE04E48A | soil_temperature_3 | Soil Temperature | The measure of temperature of the soil. | Degrees Celsius | ºC | Torresan_I001_soil_temperature_3 | The datastream containing mesures of field Torresan by sensor I001 which measures Soil Temperature. | None
Italy | Torresan | Sensors owned by UNISS | 39.776 | 8.549 | I001 | An advanced sensor capable of monitoring temperature and moisture at different depths. Useful for agronomic research activities. | ST04 | AC1F09FFFE04E48A | soil_temperature_4 | Soil Temperature | The measure of temperature of the soil. | Degrees Celsius | ºC | Torresan_I001_soil_temperature_4 | The datastream containing mesures of field Torresan by sensor I001 which measures Soil Temperature. | None
Italy | Torresan | Sensors owned by UNISS | 39.776 | 8.549 | I001 | An advanced sensor capable of monitoring temperature and moisture at different depths. Useful for agronomic research activities. | ST04 | AC1F09FFFE04E48A | soil_temperature_5 | Soil Temperature | The measure of temperature of the soil. | Degrees Celsius | ºC | Torresan_I001_soil_temperature_5 | The datastream containing mesures of field Torresan by sensor I001 which measures Soil Temperature. | None
Italy | Torresan | Sensors owned by UNISS | 39.776 | 8.549 | I001 | An advanced sensor capable of monitoring temperature and moisture at different depths. Useful for agronomic research activities. | ST04 | AC1F09FFFE04E48A | soil_temperature_6 | Soil Temperature | The measure of temperature of the soil. | Degrees Celsius | ºC | Torresan_I001_soil_temperature_6 | The datastream containing mesures of field Torresan by sensor I001 which measures Soil Temperature. | None
Italy | Torresan | Sensors owned by UNISS | 39.7761 | 8.5485 | I002 | An advanced sensor capable of monitoring temperature and moisture at different depths. Useful for agronomic research activities. | ST04 | AC1F09FFFE04E487 | soil_moisture_1 | Soil Moisture | The amount of moisture present in the soil, often expressed as a percentage of the maximum amount the soil could hold at a given temperature. | Percentage | % | Torresan_I002_soil_moisture_1 | The datastream containing mesures of field Torresan by sensor I002 which measures Soil Moisture. | None
Italy | Torresan | Sensors owned by UNISS | 39.7761 | 8.5485 | I002 | An advanced sensor capable of monitoring temperature and moisture at different depths. Useful for agronomic research activities. | ST04 | AC1F09FFFE04E487 | soil_moisture_2 | Soil Moisture | The amount of moisture present in the soil, often expressed as a percentage of the maximum amount the soil could hold at a given temperature. | Percentage | % | Torresan_I002_soil_moisture_2 | The datastream containing mesures of field Torresan by sensor I002 which measures Soil Moisture. | None
Italy | Torresan | Sensors owned by UNISS | 39.7761 | 8.5485 | I002 | An advanced sensor capable of monitoring temperature and moisture at different depths. Useful for agronomic research activities. | ST04 | AC1F09FFFE04E487 | soil_moisture_3 | Soil Moisture | The amount of moisture present in the soil, often expressed as a percentage of the maximum amount the soil could hold at a given temperature. | Percentage | % | Torresan_I002_soil_moisture_3 | The datastream containing mesures of field Torresan by sensor I002 which measures Soil Moisture. | None
Italy | Torresan | Sensors owned by UNISS | 39.7761 | 8.5485 | I002 | An advanced sensor capable of monitoring temperature and moisture at different depths. Useful for agronomic research activities. | ST04 | AC1F09FFFE04E487 | soil_moisture_4 | Soil Moisture | The amount of moisture present in the soil, often expressed as a percentage of the maximum amount the soil could hold at a given temperature. | Percentage | % | Torresan_I002_soil_moisture_4 | The datastream containing mesures of field Torresan by sensor I002 which measures Soil Moisture. | None
Italy | Torresan | Sensors owned by UNISS | 39.7761 | 8.5485 | I002 | An advanced sensor capable of monitoring temperature and moisture at different depths. Useful for agronomic research activities. | ST04 | AC1F09FFFE04E487 | soil_moisture_5 | Soil Moisture | The amount of moisture present in the soil, often expressed as a percentage of the maximum amount the soil could hold at a given temperature. | Percentage | % | Torresan_I002_soil_moisture_5 | The datastream containing mesures of field Torresan by sensor I002 which measures Soil Moisture. | None
Italy | Torresan | Sensors owned by UNISS | 39.7761 | 8.5485 | I002 | An advanced sensor capable of monitoring temperature and moisture at different depths. Useful for agronomic research activities. | ST04 | AC1F09FFFE04E487 | soil_moisture_6 | Soil Moisture | The amount of moisture present in the soil, often expressed as a percentage of the maximum amount the soil could hold at a given temperature. | Percentage | % | Torresan_I002_soil_moisture_6 | The datastream containing mesures of field Torresan by sensor I002 which measures Soil Moisture. | None
Italy | Torresan | Sensors owned by UNISS | 39.7761 | 8.5485 | I002 | An advanced sensor capable of monitoring temperature and moisture at different depths. Useful for agronomic research activities. | ST04 | AC1F09FFFE04E487 | ambient_temperature | Air Temperature | The measure of the hotness or coldness of the air. | Degrees Celsius | ºC | Torresan_I002_ambient_temperature | The datastream containing mesures of field Torresan by sensor I002 which measures Air Temperature. | None
Italy | Torresan | Sensors owned by UNISS | 39.7761 | 8.5485 | I002 | An advanced sensor capable of monitoring temperature and moisture at different depths. Useful for agronomic research activities. | ST04 | AC1F09FFFE04E487 | soil_temperature_1 | Soil Temperature | The measure of temperature of the soil. | Degrees Celsius | ºC | Torresan_I002_soil_temperature_1 | The datastream containing mesures of field Torresan by sensor I002 which measures Soil Temperature. | None
Italy | Torresan | Sensors owned by UNISS | 39.7761 | 8.5485 | I002 | An advanced sensor capable of monitoring temperature and moisture at different depths. Useful for agronomic research activities. | ST04 | AC1F09FFFE04E487 | soil_temperature_2 | Soil Temperature | The measure of temperature of the soil. | Degrees Celsius | ºC | Torresan_I002_soil_temperature_2 | The datastream containing mesures of field Torresan by sensor I002 which measures Soil Temperature. | None
Italy | Torresan | Sensors owned by UNISS | 39.7761 | 8.5485 | I002 | An advanced sensor capable of monitoring temperature and moisture at different depths. Useful for agronomic research activities. | ST04 | AC1F09FFFE04E487 | soil_temperature_3 | Soil Temperature | The measure of temperature of the soil. | Degrees Celsius | ºC | Torresan_I002_soil_temperature_3 | The datastream containing mesures of field Torresan by sensor I002 which measures Soil Temperature. | None
Italy | Torresan | Sensors owned by UNISS | 39.7761 | 8.5485 | I002 | An advanced sensor capable of monitoring temperature and moisture at different depths. Useful for agronomic research activities. | ST04 | AC1F09FFFE04E487 | soil_temperature_4 | Soil Temperature | The measure of temperature of the soil. | Degrees Celsius | ºC | Torresan_I002_soil_temperature_4 | The datastream containing mesures of field Torresan by sensor I002 which measures Soil Temperature. | None
Italy | Torresan | Sensors owned by UNISS | 39.7761 | 8.5485 | I002 | An advanced sensor capable of monitoring temperature and moisture at different depths. Useful for agronomic research activities. | ST04 | AC1F09FFFE04E487 | soil_temperature_5 | Soil Temperature | The measure of temperature of the soil. | Degrees Celsius | ºC | Torresan_I002_soil_temperature_5 | The datastream containing mesures of field Torresan by sensor I002 which measures Soil Temperature. | None
Italy | Torresan | Sensors owned by UNISS | 39.7761 | 8.5485 | I002 | An advanced sensor capable of monitoring temperature and moisture at different depths. Useful for agronomic research activities. | ST04 | AC1F09FFFE04E487 | soil_temperature_6 | Soil Temperature | The measure of temperature of the soil. | Degrees Celsius | ºC | Torresan_I002_soil_temperature_6 | The datastream containing mesures of field Torresan by sensor I002 which measures Soil Temperature. | None
Italy | Pinos | Sensors owned by UNISS | 39.761 | 8.5807 | I003 | An advanced sensor capable of monitoring temperature and moisture at different depths. Useful for agronomic research activities. | ST04 | AC1F09FFFE04E4C1 | soil_moisture_1 | Soil Moisture | The amount of moisture present in the soil, often expressed as a percentage of the maximum amount the soil could hold at a given temperature. | Percentage | % | Pinos_I003_soil_moisture_1 | The datastream containing mesures of field Pinos by sensor I003 which measures Soil Moisture. | None
Italy | Pinos | Sensors owned by UNISS | 39.761 | 8.5807 | I003 | An advanced sensor capable of monitoring temperature and moisture at different depths. Useful for agronomic research activities. | ST04 | AC1F09FFFE04E4C1 | soil_moisture_2 | Soil Moisture | The amount of moisture present in the soil, often expressed as a percentage of the maximum amount the soil could hold at a given temperature. | Percentage | % | Pinos_I003_soil_moisture_2 | The datastream containing mesures of field Pinos by sensor I003 which measures Soil Moisture. | None
Italy | Pinos | Sensors owned by UNISS | 39.761 | 8.5807 | I003 | An advanced sensor capable of monitoring temperature and moisture at different depths. Useful for agronomic research activities. | ST04 | AC1F09FFFE04E4C1 | soil_moisture_3 | Soil Moisture | The amount of moisture present in the soil, often expressed as a percentage of the maximum amount the soil could hold at a given temperature. | Percentage | % | Pinos_I003_soil_moisture_3 | The datastream containing mesures of field Pinos by sensor I003 which measures Soil Moisture. | None
Italy | Pinos | Sensors owned by UNISS | 39.761 | 8.5807 | I003 | An advanced sensor capable of monitoring temperature and moisture at different depths. Useful for agronomic research activities. | ST04 | AC1F09FFFE04E4C1 | soil_moisture_4 | Soil Moisture | The amount of moisture present in the soil, often expressed as a percentage of the maximum amount the soil could hold at a given temperature. | Percentage | % | Pinos_I003_soil_moisture_4 | The datastream containing mesures of field Pinos by sensor I003 which measures Soil Moisture. | None
Italy | Pinos | Sensors owned by UNISS | 39.761 | 8.5807 | I003 | An advanced sensor capable of monitoring temperature and moisture at different depths. Useful for agronomic research activities. | ST04 | AC1F09FFFE04E4C1 | soil_moisture_5 | Soil Moisture | The amount of moisture present in the soil, often expressed as a percentage of the maximum amount the soil could hold at a given temperature. | Percentage | % | Pinos_I003_soil_moisture_5 | The datastream containing mesures of field Pinos by sensor I003 which measures Soil Moisture. | None
Italy | Pinos | Sensors owned by UNISS | 39.761 | 8.5807 | I003 | An advanced sensor capable of monitoring temperature and moisture at different depths. Useful for agronomic research activities. | ST04 | AC1F09FFFE04E4C1 | soil_moisture_6 | Soil Moisture | The amount of moisture present in the soil, often expressed as a percentage of the maximum amount the soil could hold at a given temperature. | Percentage | % | Pinos_I003_soil_moisture_6 | The datastream containing mesures of field Pinos by sensor I003 which measures Soil Moisture. | None
Italy | Pinos | Sensors owned by UNISS | 39.761 | 8.5807 | I003 | An advanced sensor capable of monitoring temperature and moisture at different depths. Useful for agronomic research activities. | ST04 | AC1F09FFFE04E4C1 | ambient_temperature | Air Temperature | The measure of the hotness or coldness of the air. | Degrees Celsius | ºC | Pinos_I003_ambient_temperature | The datastream containing mesures of field Pinos by sensor I003 which measures Air Temperature. | None
Italy | Pinos | Sensors owned by UNISS | 39.761 | 8.5807 | I003 | An advanced sensor capable of monitoring temperature and moisture at different depths. Useful for agronomic research activities. | ST04 | AC1F09FFFE04E4C1 | soil_temperature_1 | Soil Temperature | The measure of temperature of the soil. | Degrees Celsius | ºC | Pinos_I003_soil_temperature_1 | The datastream containing mesures of field Pinos by sensor I003 which measures Soil Temperature. | None
Italy | Pinos | Sensors owned by UNISS | 39.761 | 8.5807 | I003 | An advanced sensor capable of monitoring temperature and moisture at different depths. Useful for agronomic research activities. | ST04 | AC1F09FFFE04E4C1 | soil_temperature_2 | Soil Temperature | The measure of temperature of the soil. | Degrees Celsius | ºC | Pinos_I003_soil_temperature_2 | The datastream containing mesures of field Pinos by sensor I003 which measures Soil Temperature. | None
Italy | Pinos | Sensors owned by UNISS | 39.761 | 8.5807 | I003 | An advanced sensor capable of monitoring temperature and moisture at different depths. Useful for agronomic research activities. | ST04 | AC1F09FFFE04E4C1 | soil_temperature_3 | Soil Temperature | The measure of temperature of the soil. | Degrees Celsius | ºC | Pinos_I003_soil_temperature_3 | The datastream containing mesures of field Pinos by sensor I003 which measures Soil Temperature. | None
Italy | Pinos | Sensors owned by UNISS | 39.761 | 8.5807 | I003 | An advanced sensor capable of monitoring temperature and moisture at different depths. Useful for agronomic research activities. | ST04 | AC1F09FFFE04E4C1 | soil_temperature_4 | Soil Temperature | The measure of temperature of the soil. | Degrees Celsius | ºC | Pinos_I003_soil_temperature_4 | The datastream containing mesures of field Pinos by sensor I003 which measures Soil Temperature. | None
Italy | Pinos | Sensors owned by UNISS | 39.761 | 8.5807 | I003 | An advanced sensor capable of monitoring temperature and moisture at different depths. Useful for agronomic research activities. | ST04 | AC1F09FFFE04E4C1 | soil_temperature_5 | Soil Temperature | The measure of temperature of the soil. | Degrees Celsius | ºC | Pinos_I003_soil_temperature_5 | The datastream containing mesures of field Pinos by sensor I003 which measures Soil Temperature. | None
Italy | Pinos | Sensors owned by UNISS | 39.761 | 8.5807 | I003 | An advanced sensor capable of monitoring temperature and moisture at different depths. Useful for agronomic research activities. | ST04 | AC1F09FFFE04E4C1 | soil_temperature_6 | Soil Temperature | The measure of temperature of the soil. | Degrees Celsius | ºC | Pinos_I003_soil_temperature_6 | The datastream containing mesures of field Pinos by sensor I003 which measures Soil Temperature. | None
Italy | Pinos | Sensors owned by UNISS | 39.7614 | 8.5815 | I004 | An advanced sensor capable of monitoring temperature and moisture at different depths. Useful for agronomic research activities. | ST04 | AC1F09FFFE04E4B1 | soil_moisture_1 | Soil Moisture | The amount of moisture present in the soil, often expressed as a percentage of the maximum amount the soil could hold at a given temperature. | Percentage | % | Pinos_I004_soil_moisture_1 | The datastream containing mesures of field Pinos by sensor I004 which measures Soil Moisture. | None
Italy | Pinos | Sensors owned by UNISS | 39.7614 | 8.5815 | I004 | An advanced sensor capable of monitoring temperature and moisture at different depths. Useful for agronomic research activities. | ST04 | AC1F09FFFE04E4B1 | soil_moisture_2 | Soil Moisture | The amount of moisture present in the soil, often expressed as a percentage of the maximum amount the soil could hold at a given temperature. | Percentage | % | Pinos_I004_soil_moisture_2 | The datastream containing mesures of field Pinos by sensor I004 which measures Soil Moisture. | None
Italy | Pinos | Sensors owned by UNISS | 39.7614 | 8.5815 | I004 | An advanced sensor capable of monitoring temperature and moisture at different depths. Useful for agronomic research activities. | ST04 | AC1F09FFFE04E4B1 | soil_moisture_3 | Soil Moisture | The amount of moisture present in the soil, often expressed as a percentage of the maximum amount the soil could hold at a given temperature. | Percentage | % | Pinos_I004_soil_moisture_3 | The datastream containing mesures of field Pinos by sensor I004 which measures Soil Moisture. | None
Italy | Pinos | Sensors owned by UNISS | 39.7614 | 8.5815 | I004 | An advanced sensor capable of monitoring temperature and moisture at different depths. Useful for agronomic research activities. | ST04 | AC1F09FFFE04E4B1 | soil_moisture_4 | Soil Moisture | The amount of moisture present in the soil, often expressed as a percentage of the maximum amount the soil could hold at a given temperature. | Percentage | % | Pinos_I004_soil_moisture_4 | The datastream containing mesures of field Pinos by sensor I004 which measures Soil Moisture. | None
Italy | Pinos | Sensors owned by UNISS | 39.7614 | 8.5815 | I004 | An advanced sensor capable of monitoring temperature and moisture at different depths. Useful for agronomic research activities. | ST04 | AC1F09FFFE04E4B1 | soil_moisture_5 | Soil Moisture | The amount of moisture present in the soil, often expressed as a percentage of the maximum amount the soil could hold at a given temperature. | Percentage | % | Pinos_I004_soil_moisture_5 | The datastream containing mesures of field Pinos by sensor I004 which measures Soil Moisture. | None
Italy | Pinos | Sensors owned by UNISS | 39.7614 | 8.5815 | I004 | An advanced sensor capable of monitoring temperature and moisture at different depths. Useful for agronomic research activities. | ST04 | AC1F09FFFE04E4B1 | soil_moisture_6 | Soil Moisture | The amount of moisture present in the soil, often expressed as a percentage of the maximum amount the soil could hold at a given temperature. | Percentage | % | Pinos_I004_soil_moisture_6 | The datastream containing mesures of field Pinos by sensor I004 which measures Soil Moisture. | None
Italy | Pinos | Sensors owned by UNISS | 39.7614 | 8.5815 | I004 | An advanced sensor capable of monitoring temperature and moisture at different depths. Useful for agronomic research activities. | ST04 | AC1F09FFFE04E4B1 | ambient_temperature | Air Temperature | The measure of the hotness or coldness of the air. | Degrees Celsius | ºC | Pinos_I004_ambient_temperature | The datastream containing mesures of field Pinos by sensor I004 which measures Air Temperature. | None
Italy | Pinos | Sensors owned by UNISS | 39.7614 | 8.5815 | I004 | An advanced sensor capable of monitoring temperature and moisture at different depths. Useful for agronomic research activities. | ST04 | AC1F09FFFE04E4B1 | soil_temperature_1 | Soil Temperature | The measure of temperature of the soil. | Degrees Celsius | ºC | Pinos_I004_soil_temperature_1 | The datastream containing mesures of field Pinos by sensor I004 which measures Soil Temperature. | None
Italy | Pinos | Sensors owned by UNISS | 39.7614 | 8.5815 | I004 | An advanced sensor capable of monitoring temperature and moisture at different depths. Useful for agronomic research activities. | ST04 | AC1F09FFFE04E4B1 | soil_temperature_2 | Soil Temperature | The measure of temperature of the soil. | Degrees Celsius | ºC | Pinos_I004_soil_temperature_2 | The datastream containing mesures of field Pinos by sensor I004 which measures Soil Temperature. | None
Italy | Pinos | Sensors owned by UNISS | 39.7614 | 8.5815 | I004 | An advanced sensor capable of monitoring temperature and moisture at different depths. Useful for agronomic research activities. | ST04 | AC1F09FFFE04E4B1 | soil_temperature_3 | Soil Temperature | The measure of temperature of the soil. | Degrees Celsius | ºC | Pinos_I004_soil_temperature_3 | The datastream containing mesures of field Pinos by sensor I004 which measures Soil Temperature. | None
Italy | Pinos | Sensors owned by UNISS | 39.7614 | 8.5815 | I004 | An advanced sensor capable of monitoring temperature and moisture at different depths. Useful for agronomic research activities. | ST04 | AC1F09FFFE04E4B1 | soil_temperature_4 | Soil Temperature | The measure of temperature of the soil. | Degrees Celsius | ºC | Pinos_I004_soil_temperature_4 | The datastream containing mesures of field Pinos by sensor I004 which measures Soil Temperature. | None
Italy | Pinos | Sensors owned by UNISS | 39.7614 | 8.5815 | I004 | An advanced sensor capable of monitoring temperature and moisture at different depths. Useful for agronomic research activities. | ST04 | AC1F09FFFE04E4B1 | soil_temperature_5 | Soil Temperature | The measure of temperature of the soil. | Degrees Celsius | ºC | Pinos_I004_soil_temperature_5 | The datastream containing mesures of field Pinos by sensor I004 which measures Soil Temperature. | None
Italy | Pinos | Sensors owned by UNISS | 39.7614 | 8.5815 | I004 | An advanced sensor capable of monitoring temperature and moisture at different depths. Useful for agronomic research activities. | ST04 | AC1F09FFFE04E4B1 | soil_temperature_6 | Soil Temperature | The measure of temperature of the soil. | Degrees Celsius | ºC | Pinos_I004_soil_temperature_6 | The datastream containing mesures of field Pinos by sensor I004 which measures Soil Temperature. | None
Italy | Centro Aziendale | Sensors owned by UNISS | 39.9449 | 8.6973 | I005 | An advanced sensor capable of monitoring temperature and moisture at different depths. Useful for agronomic research activities. | ST04 | AC1F09FFFE04DB8D | soil_moisture_1 | Soil Moisture | The amount of moisture present in the soil, often expressed as a percentage of the maximum amount the soil could hold at a given temperature. | Percentage | % | Centro_Aziendale_I005_soil_moisture_1 | The datastream containing mesures of field Centro Aziendale by sensor I005 which measures Soil Moisture. | None
Italy | Centro Aziendale | Sensors owned by UNISS | 39.9449 | 8.6973 | I005 | An advanced sensor capable of monitoring temperature and moisture at different depths. Useful for agronomic research activities. | ST04 | AC1F09FFFE04DB8D | soil_moisture_2 | Soil Moisture | The amount of moisture present in the soil, often expressed as a percentage of the maximum amount the soil could hold at a given temperature. | Percentage | % | Centro_Aziendale_I005_soil_moisture_2 | The datastream containing mesures of field Centro Aziendale by sensor I005 which measures Soil Moisture. | None
Italy | Centro Aziendale | Sensors owned by UNISS | 39.9449 | 8.6973 | I005 | An advanced sensor capable of monitoring temperature and moisture at different depths. Useful for agronomic research activities. | ST04 | AC1F09FFFE04DB8D | soil_moisture_3 | Soil Moisture | The amount of moisture present in the soil, often expressed as a percentage of the maximum amount the soil could hold at a given temperature. | Percentage | % | Centro_Aziendale_I005_soil_moisture_3 | The datastream containing mesures of field Centro Aziendale by sensor I005 which measures Soil Moisture. | None
Italy | Centro Aziendale | Sensors owned by UNISS | 39.9449 | 8.6973 | I005 | An advanced sensor capable of monitoring temperature and moisture at different depths. Useful for agronomic research activities. | ST04 | AC1F09FFFE04DB8D | soil_moisture_4 | Soil Moisture | The amount of moisture present in the soil, often expressed as a percentage of the maximum amount the soil could hold at a given temperature. | Percentage | % | Centro_Aziendale_I005_soil_moisture_4 | The datastream containing mesures of field Centro Aziendale by sensor I005 which measures Soil Moisture. | None
Italy | Centro Aziendale | Sensors owned by UNISS | 39.9449 | 8.6973 | I005 | An advanced sensor capable of monitoring temperature and moisture at different depths. Useful for agronomic research activities. | ST04 | AC1F09FFFE04DB8D | soil_moisture_5 | Soil Moisture | The amount of moisture present in the soil, often expressed as a percentage of the maximum amount the soil could hold at a given temperature. | Percentage | % | Centro_Aziendale_I005_soil_moisture_5 | The datastream containing mesures of field Centro Aziendale by sensor I005 which measures Soil Moisture. | None
Italy | Centro Aziendale | Sensors owned by UNISS | 39.9449 | 8.6973 | I005 | An advanced sensor capable of monitoring temperature and moisture at different depths. Useful for agronomic research activities. | ST04 | AC1F09FFFE04DB8D | soil_moisture_6 | Soil Moisture | The amount of moisture present in the soil, often expressed as a percentage of the maximum amount the soil could hold at a given temperature. | Percentage | % | Centro_Aziendale_I005_soil_moisture_6 | The datastream containing mesures of field Centro Aziendale by sensor I005 which measures Soil Moisture. | None
Italy | Centro Aziendale | Sensors owned by UNISS | 39.9449 | 8.6973 | I005 | An advanced sensor capable of monitoring temperature and moisture at different depths. Useful for agronomic research activities. | ST04 | AC1F09FFFE04DB8D | ambient_temperature | Air Temperature | The measure of the hotness or coldness of the air. | Degrees Celsius | ºC | Centro_Aziendale_I005_ambient_temperature | The datastream containing mesures of field Centro Aziendale by sensor I005 which measures Air Temperature. | None
Italy | Centro Aziendale | Sensors owned by UNISS | 39.9449 | 8.6973 | I005 | An advanced sensor capable of monitoring temperature and moisture at different depths. Useful for agronomic research activities. | ST04 | AC1F09FFFE04DB8D | soil_temperature_1 | Soil Temperature | The measure of temperature of the soil. | Degrees Celsius | ºC | Centro_Aziendale_I005_soil_temperature_1 | The datastream containing mesures of field Centro Aziendale by sensor I005 which measures Soil Temperature. | None
Italy | Centro Aziendale | Sensors owned by UNISS | 39.9449 | 8.6973 | I005 | An advanced sensor capable of monitoring temperature and moisture at different depths. Useful for agronomic research activities. | ST04 | AC1F09FFFE04DB8D | soil_temperature_2 | Soil Temperature | The measure of temperature of the soil. | Degrees Celsius | ºC | Centro_Aziendale_I005_soil_temperature_2 | The datastream containing mesures of field Centro Aziendale by sensor I005 which measures Soil Temperature. | None
Italy | Centro Aziendale | Sensors owned by UNISS | 39.9449 | 8.6973 | I005 | An advanced sensor capable of monitoring temperature and moisture at different depths. Useful for agronomic research activities. | ST04 | AC1F09FFFE04DB8D | soil_temperature_3 | Soil Temperature | The measure of temperature of the soil. | Degrees Celsius | ºC | Centro_Aziendale_I005_soil_temperature_3 | The datastream containing mesures of field Centro Aziendale by sensor I005 which measures Soil Temperature. | None
Italy | Centro Aziendale | Sensors owned by UNISS | 39.9449 | 8.6973 | I005 | An advanced sensor capable of monitoring temperature and moisture at different depths. Useful for agronomic research activities. | ST04 | AC1F09FFFE04DB8D | soil_temperature_4 | Soil Temperature | The measure of temperature of the soil. | Degrees Celsius | ºC | Centro_Aziendale_I005_soil_temperature_4 | The datastream containing mesures of field Centro Aziendale by sensor I005 which measures Soil Temperature. | None
Italy | Centro Aziendale | Sensors owned by UNISS | 39.9449 | 8.6973 | I005 | An advanced sensor capable of monitoring temperature and moisture at different depths. Useful for agronomic research activities. | ST04 | AC1F09FFFE04DB8D | soil_temperature_5 | Soil Temperature | The measure of temperature of the soil. | Degrees Celsius | ºC | Centro_Aziendale_I005_soil_temperature_5 | The datastream containing mesures of field Centro Aziendale by sensor I005 which measures Soil Temperature. | None
Italy | Centro Aziendale | Sensors owned by UNISS | 39.9449 | 8.6973 | I005 | An advanced sensor capable of monitoring temperature and moisture at different depths. Useful for agronomic research activities. | ST04 | AC1F09FFFE04DB8D | soil_temperature_6 | Soil Temperature | The measure of temperature of the soil. | Degrees Celsius | ºC | Centro_Aziendale_I005_soil_temperature_6 | The datastream containing mesures of field Centro Aziendale by sensor I005 which measures Soil Temperature. | None
Italy | Camedda | Sensors owned by UNISS | 39.9483 | 8.7036 | I006 | An advanced sensor capable of monitoring temperature and moisture at different depths. Useful for agronomic research activities. | ST04 | AC1F09FFFE04E488 | soil_moisture_1 | Soil Moisture | The amount of moisture present in the soil, often expressed as a percentage of the maximum amount the soil could hold at a given temperature. | Percentage | % | Camedda_I006_soil_moisture_1 | The datastream containing mesures of field Camedda by sensor I006 which measures Soil Moisture. | None
Italy | Camedda | Sensors owned by UNISS | 39.9483 | 8.7036 | I006 | An advanced sensor capable of monitoring temperature and moisture at different depths. Useful for agronomic research activities. | ST04 | AC1F09FFFE04E488 | soil_moisture_2 | Soil Moisture | The amount of moisture present in the soil, often expressed as a percentage of the maximum amount the soil could hold at a given temperature. | Percentage | % | Camedda_I006_soil_moisture_2 | The datastream containing mesures of field Camedda by sensor I006 which measures Soil Moisture. | None
Italy | Camedda | Sensors owned by UNISS | 39.9483 | 8.7036 | I006 | An advanced sensor capable of monitoring temperature and moisture at different depths. Useful for agronomic research activities. | ST04 | AC1F09FFFE04E488 | soil_moisture_3 | Soil Moisture | The amount of moisture present in the soil, often expressed as a percentage of the maximum amount the soil could hold at a given temperature. | Percentage | % | Camedda_I006_soil_moisture_3 | The datastream containing mesures of field Camedda by sensor I006 which measures Soil Moisture. | None
Italy | Camedda | Sensors owned by UNISS | 39.9483 | 8.7036 | I006 | An advanced sensor capable of monitoring temperature and moisture at different depths. Useful for agronomic research activities. | ST04 | AC1F09FFFE04E488 | soil_moisture_4 | Soil Moisture | The amount of moisture present in the soil, often expressed as a percentage of the maximum amount the soil could hold at a given temperature. | Percentage | % | Camedda_I006_soil_moisture_4 | The datastream containing mesures of field Camedda by sensor I006 which measures Soil Moisture. | None
Italy | Camedda | Sensors owned by UNISS | 39.9483 | 8.7036 | I006 | An advanced sensor capable of monitoring temperature and moisture at different depths. Useful for agronomic research activities. | ST04 | AC1F09FFFE04E488 | soil_moisture_5 | Soil Moisture | The amount of moisture present in the soil, often expressed as a percentage of the maximum amount the soil could hold at a given temperature. | Percentage | % | Camedda_I006_soil_moisture_5 | The datastream containing mesures of field Camedda by sensor I006 which measures Soil Moisture. | None
Italy | Camedda | Sensors owned by UNISS | 39.9483 | 8.7036 | I006 | An advanced sensor capable of monitoring temperature and moisture at different depths. Useful for agronomic research activities. | ST04 | AC1F09FFFE04E488 | soil_moisture_6 | Soil Moisture | The amount of moisture present in the soil, often expressed as a percentage of the maximum amount the soil could hold at a given temperature. | Percentage | % | Camedda_I006_soil_moisture_6 | The datastream containing mesures of field Camedda by sensor I006 which measures Soil Moisture. | None
Italy | Camedda | Sensors owned by UNISS | 39.9483 | 8.7036 | I006 | An advanced sensor capable of monitoring temperature and moisture at different depths. Useful for agronomic research activities. | ST04 | AC1F09FFFE04E488 | ambient_temperature | Air Temperature | The measure of the hotness or coldness of the air. | Degrees Celsius | ºC | Camedda_I006_ambient_temperature | The datastream containing mesures of field Camedda by sensor I006 which measures Air Temperature. | None
Italy | Camedda | Sensors owned by UNISS | 39.9483 | 8.7036 | I006 | An advanced sensor capable of monitoring temperature and moisture at different depths. Useful for agronomic research activities. | ST04 | AC1F09FFFE04E488 | soil_temperature_1 | Soil Temperature | The measure of temperature of the soil. | Degrees Celsius | ºC | Camedda_I006_soil_temperature_1 | The datastream containing mesures of field Camedda by sensor I006 which measures Soil Temperature. | None
Italy | Camedda | Sensors owned by UNISS | 39.9483 | 8.7036 | I006 | An advanced sensor capable of monitoring temperature and moisture at different depths. Useful for agronomic research activities. | ST04 | AC1F09FFFE04E488 | soil_temperature_2 | Soil Temperature | The measure of temperature of the soil. | Degrees Celsius | ºC | Camedda_I006_soil_temperature_2 | The datastream containing mesures of field Camedda by sensor I006 which measures Soil Temperature. | None
Italy | Camedda | Sensors owned by UNISS | 39.9483 | 8.7036 | I006 | An advanced sensor capable of monitoring temperature and moisture at different depths. Useful for agronomic research activities. | ST04 | AC1F09FFFE04E488 | soil_temperature_3 | Soil Temperature | The measure of temperature of the soil. | Degrees Celsius | ºC | Camedda_I006_soil_temperature_3 | The datastream containing mesures of field Camedda by sensor I006 which measures Soil Temperature. | None
Italy | Camedda | Sensors owned by UNISS | 39.9483 | 8.7036 | I006 | An advanced sensor capable of monitoring temperature and moisture at different depths. Useful for agronomic research activities. | ST04 | AC1F09FFFE04E488 | soil_temperature_4 | Soil Temperature | The measure of temperature of the soil. | Degrees Celsius | ºC | Camedda_I006_soil_temperature_4 | The datastream containing mesures of field Camedda by sensor I006 which measures Soil Temperature. | None
Italy | Camedda | Sensors owned by UNISS | 39.9483 | 8.7036 | I006 | An advanced sensor capable of monitoring temperature and moisture at different depths. Useful for agronomic research activities. | ST04 | AC1F09FFFE04E488 | soil_temperature_5 | Soil Temperature | The measure of temperature of the soil. | Degrees Celsius | ºC | Camedda_I006_soil_temperature_5 | The datastream containing mesures of field Camedda by sensor I006 which measures Soil Temperature. | None
Italy | Camedda | Sensors owned by UNISS | 39.9483 | 8.7036 | I006 | An advanced sensor capable of monitoring temperature and moisture at different depths. Useful for agronomic research activities. | ST04 | AC1F09FFFE04E488 | soil_temperature_6 | Soil Temperature | The measure of temperature of the soil. | Degrees Celsius | ºC | Camedda_I006_soil_temperature_6 | The datastream containing mesures of field Camedda by sensor I006 which measures Soil Temperature. | None
Italy | Perra 2 | Sensors owned by UNISS | 39.9485 | 8.6819 | I007 | An advanced sensor capable of monitoring temperature and moisture at different depths. Useful for agronomic research activities. | ST04 | AC1F09FFFE04E284 | soil_moisture_1 | Soil Moisture | The amount of moisture present in the soil, often expressed as a percentage of the maximum amount the soil could hold at a given temperature. | Percentage | % | Perra_2_I007_soil_moisture_1 | The datastream containing mesures of field Perra 2 by sensor I007 which measures Soil Moisture. | None
Italy | Perra 2 | Sensors owned by UNISS | 39.9485 | 8.6819 | I007 | An advanced sensor capable of monitoring temperature and moisture at different depths. Useful for agronomic research activities. | ST04 | AC1F09FFFE04E284 | soil_moisture_2 | Soil Moisture | The amount of moisture present in the soil, often expressed as a percentage of the maximum amount the soil could hold at a given temperature. | Percentage | % | Perra_2_I007_soil_moisture_2 | The datastream containing mesures of field Perra 2 by sensor I007 which measures Soil Moisture. | None
Italy | Perra 2 | Sensors owned by UNISS | 39.9485 | 8.6819 | I007 | An advanced sensor capable of monitoring temperature and moisture at different depths. Useful for agronomic research activities. | ST04 | AC1F09FFFE04E284 | soil_moisture_3 | Soil Moisture | The amount of moisture present in the soil, often expressed as a percentage of the maximum amount the soil could hold at a given temperature. | Percentage | % | Perra_2_I007_soil_moisture_3 | The datastream containing mesures of field Perra 2 by sensor I007 which measures Soil Moisture. | None
Italy | Perra 2 | Sensors owned by UNISS | 39.9485 | 8.6819 | I007 | An advanced sensor capable of monitoring temperature and moisture at different depths. Useful for agronomic research activities. | ST04 | AC1F09FFFE04E284 | soil_moisture_4 | Soil Moisture | The amount of moisture present in the soil, often expressed as a percentage of the maximum amount the soil could hold at a given temperature. | Percentage | % | Perra_2_I007_soil_moisture_4 | The datastream containing mesures of field Perra 2 by sensor I007 which measures Soil Moisture. | None
Italy | Perra 2 | Sensors owned by UNISS | 39.9485 | 8.6819 | I007 | An advanced sensor capable of monitoring temperature and moisture at different depths. Useful for agronomic research activities. | ST04 | AC1F09FFFE04E284 | soil_moisture_5 | Soil Moisture | The amount of moisture present in the soil, often expressed as a percentage of the maximum amount the soil could hold at a given temperature. | Percentage | % | Perra_2_I007_soil_moisture_5 | The datastream containing mesures of field Perra 2 by sensor I007 which measures Soil Moisture. | None
Italy | Perra 2 | Sensors owned by UNISS | 39.9485 | 8.6819 | I007 | An advanced sensor capable of monitoring temperature and moisture at different depths. Useful for agronomic research activities. | ST04 | AC1F09FFFE04E284 | soil_moisture_6 | Soil Moisture | The amount of moisture present in the soil, often expressed as a percentage of the maximum amount the soil could hold at a given temperature. | Percentage | % | Perra_2_I007_soil_moisture_6 | The datastream containing mesures of field Perra 2 by sensor I007 which measures Soil Moisture. | None
Italy | Perra 2 | Sensors owned by UNISS | 39.9485 | 8.6819 | I007 | An advanced sensor capable of monitoring temperature and moisture at different depths. Useful for agronomic research activities. | ST04 | AC1F09FFFE04E284 | ambient_temperature | Air Temperature | The measure of the hotness or coldness of the air. | Degrees Celsius | ºC | Perra_2_I007_ambient_temperature | The datastream containing mesures of field Perra 2 by sensor I007 which measures Air Temperature. | None
Italy | Perra 2 | Sensors owned by UNISS | 39.9485 | 8.6819 | I007 | An advanced sensor capable of monitoring temperature and moisture at different depths. Useful for agronomic research activities. | ST04 | AC1F09FFFE04E284 | soil_temperature_1 | Soil Temperature | The measure of temperature of the soil. | Degrees Celsius | ºC | Perra_2_I007_soil_temperature_1 | The datastream containing mesures of field Perra 2 by sensor I007 which measures Soil Temperature. | None
Italy | Perra 2 | Sensors owned by UNISS | 39.9485 | 8.6819 | I007 | An advanced sensor capable of monitoring temperature and moisture at different depths. Useful for agronomic research activities. | ST04 | AC1F09FFFE04E284 | soil_temperature_2 | Soil Temperature | The measure of temperature of the soil. | Degrees Celsius | ºC | Perra_2_I007_soil_temperature_2 | The datastream containing mesures of field Perra 2 by sensor I007 which measures Soil Temperature. | None
Italy | Perra 2 | Sensors owned by UNISS | 39.9485 | 8.6819 | I007 | An advanced sensor capable of monitoring temperature and moisture at different depths. Useful for agronomic research activities. | ST04 | AC1F09FFFE04E284 | soil_temperature_3 | Soil Temperature | The measure of temperature of the soil. | Degrees Celsius | ºC | Perra_2_I007_soil_temperature_3 | The datastream containing mesures of field Perra 2 by sensor I007 which measures Soil Temperature. | None
Italy | Perra 2 | Sensors owned by UNISS | 39.9485 | 8.6819 | I007 | An advanced sensor capable of monitoring temperature and moisture at different depths. Useful for agronomic research activities. | ST04 | AC1F09FFFE04E284 | soil_temperature_4 | Soil Temperature | The measure of temperature of the soil. | Degrees Celsius | ºC | Perra_2_I007_soil_temperature_4 | The datastream containing mesures of field Perra 2 by sensor I007 which measures Soil Temperature. | None
Italy | Perra 2 | Sensors owned by UNISS | 39.9485 | 8.6819 | I007 | An advanced sensor capable of monitoring temperature and moisture at different depths. Useful for agronomic research activities. | ST04 | AC1F09FFFE04E284 | soil_temperature_5 | Soil Temperature | The measure of temperature of the soil. | Degrees Celsius | ºC | Perra_2_I007_soil_temperature_5 | The datastream containing mesures of field Perra 2 by sensor I007 which measures Soil Temperature. | None
Italy | Perra 2 | Sensors owned by UNISS | 39.9485 | 8.6819 | I007 | An advanced sensor capable of monitoring temperature and moisture at different depths. Useful for agronomic research activities. | ST04 | AC1F09FFFE04E284 | soil_temperature_6 | Soil Temperature | The measure of temperature of the soil. | Degrees Celsius | ºC | Perra_2_I007_soil_temperature_6 | The datastream containing mesures of field Perra 2 by sensor I007 which measures Soil Temperature. | None
Italy | Mazzacaddeo | Sensors owned by UNISS | 39.9487 | 8.6802 | I008 | An advanced sensor capable of monitoring temperature and moisture at different depths. Useful for agronomic research activities. | ST04 | AC1F09FFFE04E2CB | soil_moisture_1 | Soil Moisture | The amount of moisture present in the soil, often expressed as a percentage of the maximum amount the soil could hold at a given temperature. | Percentage | % | Mazzacaddeo_I008_soil_moisture_1 | The datastream containing mesures of field Mazzacaddeo by sensor I008 which measures Soil Moisture. | None
Italy | Mazzacaddeo | Sensors owned by UNISS | 39.9487 | 8.6802 | I008 | An advanced sensor capable of monitoring temperature and moisture at different depths. Useful for agronomic research activities. | ST04 | AC1F09FFFE04E2CB | soil_moisture_2 | Soil Moisture | The amount of moisture present in the soil, often expressed as a percentage of the maximum amount the soil could hold at a given temperature. | Percentage | % | Mazzacaddeo_I008_soil_moisture_2 | The datastream containing mesures of field Mazzacaddeo by sensor I008 which measures Soil Moisture. | None
Italy | Mazzacaddeo | Sensors owned by UNISS | 39.9487 | 8.6802 | I008 | An advanced sensor capable of monitoring temperature and moisture at different depths. Useful for agronomic research activities. | ST04 | AC1F09FFFE04E2CB | soil_moisture_3 | Soil Moisture | The amount of moisture present in the soil, often expressed as a percentage of the maximum amount the soil could hold at a given temperature. | Percentage | % | Mazzacaddeo_I008_soil_moisture_3 | The datastream containing mesures of field Mazzacaddeo by sensor I008 which measures Soil Moisture. | None
Italy | Mazzacaddeo | Sensors owned by UNISS | 39.9487 | 8.6802 | I008 | An advanced sensor capable of monitoring temperature and moisture at different depths. Useful for agronomic research activities. | ST04 | AC1F09FFFE04E2CB | soil_moisture_4 | Soil Moisture | The amount of moisture present in the soil, often expressed as a percentage of the maximum amount the soil could hold at a given temperature. | Percentage | % | Mazzacaddeo_I008_soil_moisture_4 | The datastream containing mesures of field Mazzacaddeo by sensor I008 which measures Soil Moisture. | None
Italy | Mazzacaddeo | Sensors owned by UNISS | 39.9487 | 8.6802 | I008 | An advanced sensor capable of monitoring temperature and moisture at different depths. Useful for agronomic research activities. | ST04 | AC1F09FFFE04E2CB | soil_moisture_5 | Soil Moisture | The amount of moisture present in the soil, often expressed as a percentage of the maximum amount the soil could hold at a given temperature. | Percentage | % | Mazzacaddeo_I008_soil_moisture_5 | The datastream containing mesures of field Mazzacaddeo by sensor I008 which measures Soil Moisture. | None
Italy | Mazzacaddeo | Sensors owned by UNISS | 39.9487 | 8.6802 | I008 | An advanced sensor capable of monitoring temperature and moisture at different depths. Useful for agronomic research activities. | ST04 | AC1F09FFFE04E2CB | soil_moisture_6 | Soil Moisture | The amount of moisture present in the soil, often expressed as a percentage of the maximum amount the soil could hold at a given temperature. | Percentage | % | Mazzacaddeo_I008_soil_moisture_6 | The datastream containing mesures of field Mazzacaddeo by sensor I008 which measures Soil Moisture. | None
Italy | Mazzacaddeo | Sensors owned by UNISS | 39.9487 | 8.6802 | I008 | An advanced sensor capable of monitoring temperature and moisture at different depths. Useful for agronomic research activities. | ST04 | AC1F09FFFE04E2CB | ambient_temperature | Air Temperature | The measure of the hotness or coldness of the air. | Degrees Celsius | ºC | Mazzacaddeo_I008_ambient_temperature | The datastream containing mesures of field Mazzacaddeo by sensor I008 which measures Air Temperature. | None
Italy | Mazzacaddeo | Sensors owned by UNISS | 39.9487 | 8.6802 | I008 | An advanced sensor capable of monitoring temperature and moisture at different depths. Useful for agronomic research activities. | ST04 | AC1F09FFFE04E2CB | soil_temperature_1 | Soil Temperature | The measure of temperature of the soil. | Degrees Celsius | ºC | Mazzacaddeo_I008_soil_temperature_1 | The datastream containing mesures of field Mazzacaddeo by sensor I008 which measures Soil Temperature. | None
Italy | Mazzacaddeo | Sensors owned by UNISS | 39.9487 | 8.6802 | I008 | An advanced sensor capable of monitoring temperature and moisture at different depths. Useful for agronomic research activities. | ST04 | AC1F09FFFE04E2CB | soil_temperature_2 | Soil Temperature | The measure of temperature of the soil. | Degrees Celsius | ºC | Mazzacaddeo_I008_soil_temperature_2 | The datastream containing mesures of field Mazzacaddeo by sensor I008 which measures Soil Temperature. | None
Italy | Mazzacaddeo | Sensors owned by UNISS | 39.9487 | 8.6802 | I008 | An advanced sensor capable of monitoring temperature and moisture at different depths. Useful for agronomic research activities. | ST04 | AC1F09FFFE04E2CB | soil_temperature_3 | Soil Temperature | The measure of temperature of the soil. | Degrees Celsius | ºC | Mazzacaddeo_I008_soil_temperature_3 | The datastream containing mesures of field Mazzacaddeo by sensor I008 which measures Soil Temperature. | None
Italy | Mazzacaddeo | Sensors owned by UNISS | 39.9487 | 8.6802 | I008 | An advanced sensor capable of monitoring temperature and moisture at different depths. Useful for agronomic research activities. | ST04 | AC1F09FFFE04E2CB | soil_temperature_4 | Soil Temperature | The measure of temperature of the soil. | Degrees Celsius | ºC | Mazzacaddeo_I008_soil_temperature_4 | The datastream containing mesures of field Mazzacaddeo by sensor I008 which measures Soil Temperature. | None
Italy | Mazzacaddeo | Sensors owned by UNISS | 39.9487 | 8.6802 | I008 | An advanced sensor capable of monitoring temperature and moisture at different depths. Useful for agronomic research activities. | ST04 | AC1F09FFFE04E2CB | soil_temperature_5 | Soil Temperature | The measure of temperature of the soil. | Degrees Celsius | ºC | Mazzacaddeo_I008_soil_temperature_5 | The datastream containing mesures of field Mazzacaddeo by sensor I008 which measures Soil Temperature. | None
Italy | Mazzacaddeo | Sensors owned by UNISS | 39.9487 | 8.6802 | I008 | An advanced sensor capable of monitoring temperature and moisture at different depths. Useful for agronomic research activities. | ST04 | AC1F09FFFE04E2CB | soil_temperature_6 | Soil Temperature | The measure of temperature of the soil. | Degrees Celsius | ºC | Mazzacaddeo_I008_soil_temperature_6 | The datastream containing mesures of field Mazzacaddeo by sensor I008 which measures Soil Temperature. | None
Italy | Pivetta | Sensors owned by UNISS | 39.7177 | 8.5353 | I009 | An advanced sensor capable of monitoring temperature and moisture at different depths. Useful for agronomic research activities. | ST04 | AC1F09FFFE04E240 | soil_moisture_1 | Soil Moisture | The amount of moisture present in the soil, often expressed as a percentage of the maximum amount the soil could hold at a given temperature. | Percentage | % | Pivetta_I009_soil_moisture_1 | The datastream containing mesures of field Pivetta by sensor I009 which measures Soil Moisture. | None
Italy | Pivetta | Sensors owned by UNISS | 39.7177 | 8.5353 | I009 | An advanced sensor capable of monitoring temperature and moisture at different depths. Useful for agronomic research activities. | ST04 | AC1F09FFFE04E240 | soil_moisture_2 | Soil Moisture | The amount of moisture present in the soil, often expressed as a percentage of the maximum amount the soil could hold at a given temperature. | Percentage | % | Pivetta_I009_soil_moisture_2 | The datastream containing mesures of field Pivetta by sensor I009 which measures Soil Moisture. | None
Italy | Pivetta | Sensors owned by UNISS | 39.7177 | 8.5353 | I009 | An advanced sensor capable of monitoring temperature and moisture at different depths. Useful for agronomic research activities. | ST04 | AC1F09FFFE04E240 | soil_moisture_3 | Soil Moisture | The amount of moisture present in the soil, often expressed as a percentage of the maximum amount the soil could hold at a given temperature. | Percentage | % | Pivetta_I009_soil_moisture_3 | The datastream containing mesures of field Pivetta by sensor I009 which measures Soil Moisture. | None
Italy | Pivetta | Sensors owned by UNISS | 39.7177 | 8.5353 | I009 | An advanced sensor capable of monitoring temperature and moisture at different depths. Useful for agronomic research activities. | ST04 | AC1F09FFFE04E240 | soil_moisture_4 | Soil Moisture | The amount of moisture present in the soil, often expressed as a percentage of the maximum amount the soil could hold at a given temperature. | Percentage | % | Pivetta_I009_soil_moisture_4 | The datastream containing mesures of field Pivetta by sensor I009 which measures Soil Moisture. | None
Italy | Pivetta | Sensors owned by UNISS | 39.7177 | 8.5353 | I009 | An advanced sensor capable of monitoring temperature and moisture at different depths. Useful for agronomic research activities. | ST04 | AC1F09FFFE04E240 | soil_moisture_5 | Soil Moisture | The amount of moisture present in the soil, often expressed as a percentage of the maximum amount the soil could hold at a given temperature. | Percentage | % | Pivetta_I009_soil_moisture_5 | The datastream containing mesures of field Pivetta by sensor I009 which measures Soil Moisture. | None
Italy | Pivetta | Sensors owned by UNISS | 39.7177 | 8.5353 | I009 | An advanced sensor capable of monitoring temperature and moisture at different depths. Useful for agronomic research activities. | ST04 | AC1F09FFFE04E240 | soil_moisture_6 | Soil Moisture | The amount of moisture present in the soil, often expressed as a percentage of the maximum amount the soil could hold at a given temperature. | Percentage | % | Pivetta_I009_soil_moisture_6 | The datastream containing mesures of field Pivetta by sensor I009 which measures Soil Moisture. | None
Italy | Pivetta | Sensors owned by UNISS | 39.7177 | 8.5353 | I009 | An advanced sensor capable of monitoring temperature and moisture at different depths. Useful for agronomic research activities. | ST04 | AC1F09FFFE04E240 | ambient_temperature | Air Temperature | The measure of the hotness or coldness of the air. | Degrees Celsius | ºC | Pivetta_I009_ambient_temperature | The datastream containing mesures of field Pivetta by sensor I009 which measures Air Temperature. | None
Italy | Pivetta | Sensors owned by UNISS | 39.7177 | 8.5353 | I009 | An advanced sensor capable of monitoring temperature and moisture at different depths. Useful for agronomic research activities. | ST04 | AC1F09FFFE04E240 | soil_temperature_1 | Soil Temperature | The measure of temperature of the soil. | Degrees Celsius | ºC | Pivetta_I009_soil_temperature_1 | The datastream containing mesures of field Pivetta by sensor I009 which measures Soil Temperature. | None
Italy | Pivetta | Sensors owned by UNISS | 39.7177 | 8.5353 | I009 | An advanced sensor capable of monitoring temperature and moisture at different depths. Useful for agronomic research activities. | ST04 | AC1F09FFFE04E240 | soil_temperature_2 | Soil Temperature | The measure of temperature of the soil. | Degrees Celsius | ºC | Pivetta_I009_soil_temperature_2 | The datastream containing mesures of field Pivetta by sensor I009 which measures Soil Temperature. | None
Italy | Pivetta | Sensors owned by UNISS | 39.7177 | 8.5353 | I009 | An advanced sensor capable of monitoring temperature and moisture at different depths. Useful for agronomic research activities. | ST04 | AC1F09FFFE04E240 | soil_temperature_3 | Soil Temperature | The measure of temperature of the soil. | Degrees Celsius | ºC | Pivetta_I009_soil_temperature_3 | The datastream containing mesures of field Pivetta by sensor I009 which measures Soil Temperature. | None
Italy | Pivetta | Sensors owned by UNISS | 39.7177 | 8.5353 | I009 | An advanced sensor capable of monitoring temperature and moisture at different depths. Useful for agronomic research activities. | ST04 | AC1F09FFFE04E240 | soil_temperature_4 | Soil Temperature | The measure of temperature of the soil. | Degrees Celsius | ºC | Pivetta_I009_soil_temperature_4 | The datastream containing mesures of field Pivetta by sensor I009 which measures Soil Temperature. | None
Italy | Pivetta | Sensors owned by UNISS | 39.7177 | 8.5353 | I009 | An advanced sensor capable of monitoring temperature and moisture at different depths. Useful for agronomic research activities. | ST04 | AC1F09FFFE04E240 | soil_temperature_5 | Soil Temperature | The measure of temperature of the soil. | Degrees Celsius | ºC | Pivetta_I009_soil_temperature_5 | The datastream containing mesures of field Pivetta by sensor I009 which measures Soil Temperature. | None
Italy | Pivetta | Sensors owned by UNISS | 39.7177 | 8.5353 | I009 | An advanced sensor capable of monitoring temperature and moisture at different depths. Useful for agronomic research activities. | ST04 | AC1F09FFFE04E240 | soil_temperature_6 | Soil Temperature | The measure of temperature of the soil. | Degrees Celsius | ºC | Pivetta_I009_soil_temperature_6 | The datastream containing mesures of field Pivetta by sensor I009 which measures Soil Temperature. | None
Italy | Pivetta | Sensors owned by UNISS | 39.7177 | 8.5353 | I010 | An advanced sensor capable of monitoring temperature and moisture at different depths. Useful for agronomic research activities. | ST04 | AC1F09FFFE04E312 | soil_moisture_1 | Soil Moisture | The amount of moisture present in the soil, often expressed as a percentage of the maximum amount the soil could hold at a given temperature. | Percentage | % | Pivetta_I010_soil_moisture_1 | The datastream containing mesures of field Pivetta by sensor I010 which measures Soil Moisture. | None
Italy | Pivetta | Sensors owned by UNISS | 39.7177 | 8.5353 | I010 | An advanced sensor capable of monitoring temperature and moisture at different depths. Useful for agronomic research activities. | ST04 | AC1F09FFFE04E312 | soil_moisture_2 | Soil Moisture | The amount of moisture present in the soil, often expressed as a percentage of the maximum amount the soil could hold at a given temperature. | Percentage | % | Pivetta_I010_soil_moisture_2 | The datastream containing mesures of field Pivetta by sensor I010 which measures Soil Moisture. | None
Italy | Pivetta | Sensors owned by UNISS | 39.7177 | 8.5353 | I010 | An advanced sensor capable of monitoring temperature and moisture at different depths. Useful for agronomic research activities. | ST04 | AC1F09FFFE04E312 | soil_moisture_3 | Soil Moisture | The amount of moisture present in the soil, often expressed as a percentage of the maximum amount the soil could hold at a given temperature. | Percentage | % | Pivetta_I010_soil_moisture_3 | The datastream containing mesures of field Pivetta by sensor I010 which measures Soil Moisture. | None
Italy | Pivetta | Sensors owned by UNISS | 39.7177 | 8.5353 | I010 | An advanced sensor capable of monitoring temperature and moisture at different depths. Useful for agronomic research activities. | ST04 | AC1F09FFFE04E312 | soil_moisture_4 | Soil Moisture | The amount of moisture present in the soil, often expressed as a percentage of the maximum amount the soil could hold at a given temperature. | Percentage | % | Pivetta_I010_soil_moisture_4 | The datastream containing mesures of field Pivetta by sensor I010 which measures Soil Moisture. | None
Italy | Pivetta | Sensors owned by UNISS | 39.7177 | 8.5353 | I010 | An advanced sensor capable of monitoring temperature and moisture at different depths. Useful for agronomic research activities. | ST04 | AC1F09FFFE04E312 | soil_moisture_5 | Soil Moisture | The amount of moisture present in the soil, often expressed as a percentage of the maximum amount the soil could hold at a given temperature. | Percentage | % | Pivetta_I010_soil_moisture_5 | The datastream containing mesures of field Pivetta by sensor I010 which measures Soil Moisture. | None
Italy | Pivetta | Sensors owned by UNISS | 39.7177 | 8.5353 | I010 | An advanced sensor capable of monitoring temperature and moisture at different depths. Useful for agronomic research activities. | ST04 | AC1F09FFFE04E312 | soil_moisture_6 | Soil Moisture | The amount of moisture present in the soil, often expressed as a percentage of the maximum amount the soil could hold at a given temperature. | Percentage | % | Pivetta_I010_soil_moisture_6 | The datastream containing mesures of field Pivetta by sensor I010 which measures Soil Moisture. | None
Italy | Pivetta | Sensors owned by UNISS | 39.7177 | 8.5353 | I010 | An advanced sensor capable of monitoring temperature and moisture at different depths. Useful for agronomic research activities. | ST04 | AC1F09FFFE04E312 | ambient_temperature | Air Temperature | The measure of the hotness or coldness of the air. | Degrees Celsius | ºC | Pivetta_I010_ambient_temperature | The datastream containing mesures of field Pivetta by sensor I010 which measures Air Temperature. | None
Italy | Pivetta | Sensors owned by UNISS | 39.7177 | 8.5353 | I010 | An advanced sensor capable of monitoring temperature and moisture at different depths. Useful for agronomic research activities. | ST04 | AC1F09FFFE04E312 | soil_temperature_1 | Soil Temperature | The measure of temperature of the soil. | Degrees Celsius | ºC | Pivetta_I010_soil_temperature_1 | The datastream containing mesures of field Pivetta by sensor I010 which measures Soil Temperature. | None
Italy | Pivetta | Sensors owned by UNISS | 39.7177 | 8.5353 | I010 | An advanced sensor capable of monitoring temperature and moisture at different depths. Useful for agronomic research activities. | ST04 | AC1F09FFFE04E312 | soil_temperature_2 | Soil Temperature | The measure of temperature of the soil. | Degrees Celsius | ºC | Pivetta_I010_soil_temperature_2 | The datastream containing mesures of field Pivetta by sensor I010 which measures Soil Temperature. | None
Italy | Pivetta | Sensors owned by UNISS | 39.7177 | 8.5353 | I010 | An advanced sensor capable of monitoring temperature and moisture at different depths. Useful for agronomic research activities. | ST04 | AC1F09FFFE04E312 | soil_temperature_3 | Soil Temperature | The measure of temperature of the soil. | Degrees Celsius | ºC | Pivetta_I010_soil_temperature_3 | The datastream containing mesures of field Pivetta by sensor I010 which measures Soil Temperature. | None
Italy | Pivetta | Sensors owned by UNISS | 39.7177 | 8.5353 | I010 | An advanced sensor capable of monitoring temperature and moisture at different depths. Useful for agronomic research activities. | ST04 | AC1F09FFFE04E312 | soil_temperature_4 | Soil Temperature | The measure of temperature of the soil. | Degrees Celsius | ºC | Pivetta_I010_soil_temperature_4 | The datastream containing mesures of field Pivetta by sensor I010 which measures Soil Temperature. | None
Italy | Pivetta | Sensors owned by UNISS | 39.7177 | 8.5353 | I010 | An advanced sensor capable of monitoring temperature and moisture at different depths. Useful for agronomic research activities. | ST04 | AC1F09FFFE04E312 | soil_temperature_5 | Soil Temperature | The measure of temperature of the soil. | Degrees Celsius | ºC | Pivetta_I010_soil_temperature_5 | The datastream containing mesures of field Pivetta by sensor I010 which measures Soil Temperature. | None
Italy | Pivetta | Sensors owned by UNISS | 39.7177 | 8.5353 | I010 | An advanced sensor capable of monitoring temperature and moisture at different depths. Useful for agronomic research activities. | ST04 | AC1F09FFFE04E312 | soil_temperature_6 | Soil Temperature | The measure of temperature of the soil. | Degrees Celsius | ºC | Pivetta_I010_soil_temperature_6 | The datastream containing mesures of field Pivetta by sensor I010 which measures Soil Temperature. | None
Italy | Centro Aziendale | Sensors owned by UNISS | 39.9449 | 8.6973 | I011 | Water flow meter equipped with LoRaWAN transmitter | ST06 | 78D800B023960378 | water_count | Flowmeter pulses | The number of pulses read by flowmeter. Depending on flowmeter configuration it could correspond to a different number of cubic meter of water | Number of pulses | N/A | Centro_Aziendale_I011_water_count | The datastream containing mesures of field Centro Aziendale by sensor I011 which measures Flowmeter pulses. | None
Italy | Centro Aziendale | Sensors owned by UNISS | 39.9449 | 8.6973 | I011 | Water flow meter equipped with LoRaWAN transmitter | ST06 | 78D800B023960378 | water_count_m3 | Water count m^3 | Incremental counting of water passed by the flowmeter | Cubic meters | m^3 | Centro_Aziendale_I011_water_count_m3 | The datastream containing mesures of field Centro Aziendale by sensor I011 which measures Water count m^3. | None
Italy | Mazzacaddeo | Sensors owned by UNISS | 39.9487 | 8.6802 | I013 | Water flow meter equipped with LoRaWAN transmitter | ST06 | 78D800B023960380 | water_count | Flowmeter pulses | The number of pulses read by flowmeter. Depending on flowmeter configuration it could correspond to a different number of cubic meter of water | Number of pulses | N/A | Mazzacaddeo_I013_water_count | The datastream containing mesures of field Mazzacaddeo by sensor I013 which measures Flowmeter pulses. | None
Italy | Mazzacaddeo | Sensors owned by UNISS | 39.9487 | 8.6802 | I013 | Water flow meter equipped with LoRaWAN transmitter | ST06 | 78D800B023960380 | water_count_m3 | Water count m^3 | Incremental counting of water passed by the flowmeter | Cubic meters | m^3 | Mazzacaddeo_I013_water_count_m3 | The datastream containing mesures of field Mazzacaddeo by sensor I013 which measures Water count m^3. | None
Italy | Perra 2 | Sensors owned by UNISS | 39.9485 | 8.6819 | I014 | Water flow meter equipped with LoRaWAN transmitter | ST06 | 78D800B023960381 | water_count | Flowmeter pulses | The number of pulses read by flowmeter. Depending on flowmeter configuration it could correspond to a different number of cubic meter of water | Number of pulses | N/A | Perra_2_I014_water_count | The datastream containing mesures of field Perra 2 by sensor I014 which measures Flowmeter pulses. | None
Italy | Perra 2 | Sensors owned by UNISS | 39.9485 | 8.6819 | I014 | Water flow meter equipped with LoRaWAN transmitter | ST06 | 78D800B023960381 | water_count_m3 | Water count m^3 | Incremental counting of water passed by the flowmeter | Cubic meters | m^3 | Perra_2_I014_water_count_m3 | The datastream containing mesures of field Perra 2 by sensor I014 which measures Water count m^3. | None
Italy | Torresan | Sensors owned by UNISS | 39.776 | 8.549 | I015 | Water flow meter equipped with LoRaWAN transmitter | ST06 | 78D800B023960382 | water_count | Flowmeter pulses | The number of pulses read by flowmeter. Depending on flowmeter configuration it could correspond to a different number of cubic meter of water | Number of pulses | N/A | Torresan_I015_water_count | The datastream containing mesures of field Torresan by sensor I015 which measures Flowmeter pulses. | None
Italy | Torresan | Sensors owned by UNISS | 39.776 | 8.549 | I015 | Water flow meter equipped with LoRaWAN transmitter | ST06 | 78D800B023960382 | water_count_m3 | Water count m^3 | Incremental counting of water passed by the flowmeter | Cubic meters | m^3 | Torresan_I015_water_count_m3 | The datastream containing mesures of field Torresan by sensor I015 which measures Water count m^3. | None
Italy | Torresan | Sensors owned by UNISS | 39.7761 | 8.5485 | I016 | Water flow meter equipped with LoRaWAN transmitter | ST06 | 78D800B023960383 | water_count | Flowmeter pulses | The number of pulses read by flowmeter. Depending on flowmeter configuration it could correspond to a different number of cubic meter of water | Number of pulses | N/A | Torresan_I016_water_count | The datastream containing mesures of field Torresan by sensor I016 which measures Flowmeter pulses. | None
Italy | Torresan | Sensors owned by UNISS | 39.7761 | 8.5485 | I016 | Water flow meter equipped with LoRaWAN transmitter | ST06 | 78D800B023960383 | water_count_m3 | Water count m^3 | Incremental counting of water passed by the flowmeter | Cubic meters | m^3 | Torresan_I016_water_count_m3 | The datastream containing mesures of field Torresan by sensor I016 which measures Water count m^3. | None
Italy | Pinos | Sensors owned by UNISS | 39.761 | 8.5807 | I017 | Water flow meter equipped with LoRaWAN transmitter | ST06 | 78D800B023960384 | water_count | Flowmeter pulses | The number of pulses read by flowmeter. Depending on flowmeter configuration it could correspond to a different number of cubic meter of water | Number of pulses | N/A | Pinos_I017_water_count | The datastream containing mesures of field Pinos by sensor I017 which measures Flowmeter pulses. | None
Italy | Pinos | Sensors owned by UNISS | 39.761 | 8.5807 | I017 | Water flow meter equipped with LoRaWAN transmitter | ST06 | 78D800B023960384 | water_count_m3 | Water count m^3 | Incremental counting of water passed by the flowmeter | Cubic meters | m^3 | Pinos_I017_water_count_m3 | The datastream containing mesures of field Pinos by sensor I017 which measures Water count m^3. | None
Italy | Pinos | Sensors owned by UNISS | 39.7614 | 8.5815 | I018 | Water flow meter equipped with LoRaWAN transmitter | ST06 | 78D800B023960385 | water_count | Flowmeter pulses | The number of pulses read by flowmeter. Depending on flowmeter configuration it could correspond to a different number of cubic meter of water | Number of pulses | N/A | Pinos_I018_water_count | The datastream containing mesures of field Pinos by sensor I018 which measures Flowmeter pulses. | None
Italy | Pinos | Sensors owned by UNISS | 39.7614 | 8.5815 | I018 | Water flow meter equipped with LoRaWAN transmitter | ST06 | 78D800B023960385 | water_count_m3 | Water count m^3 | Incremental counting of water passed by the flowmeter | Cubic meters | m^3 | Pinos_I018_water_count_m3 | The datastream containing mesures of field Pinos by sensor I018 which measures Water count m^3. | None
Italy | Pivetta | Sensors owned by UNISS | 39.7177 | 8.5353 | I019 | Water flow meter equipped with LoRaWAN transmitter | ST06 | 78D800B023960386 | water_count | Flowmeter pulses | The number of pulses read by flowmeter. Depending on flowmeter configuration it could correspond to a different number of cubic meter of water | Number of pulses | N/A | Pivetta_I019_water_count | The datastream containing mesures of field Pivetta by sensor I019 which measures Flowmeter pulses. | None
Italy | Pivetta | Sensors owned by UNISS | 39.7177 | 8.5353 | I019 | Water flow meter equipped with LoRaWAN transmitter | ST06 | 78D800B023960386 | water_count_m3 | Water count m^3 | Incremental counting of water passed by the flowmeter | Cubic meters | m^3 | Pivetta_I019_water_count_m3 | The datastream containing mesures of field Pivetta by sensor I019 which measures Water count m^3. | None
Italy | Pivetta | Sensors owned by UNISS | 39.1847 | 8.5353 | I020 | Water flow meter equipped with LoRaWAN transmitter | ST06 | 78D800B023960387 | water_count | Flowmeter pulses | The number of pulses read by flowmeter. Depending on flowmeter configuration it could correspond to a different number of cubic meter of water | Number of pulses | N/A | Pivetta_I020_water_count | The datastream containing mesures of field Pivetta by sensor I020 which measures Flowmeter pulses. | None
Italy | Pivetta | Sensors owned by UNISS | 39.1847 | 8.5353 | I020 | Water flow meter equipped with LoRaWAN transmitter | ST06 | 78D800B023960387 | water_count_m3 | Water count m^3 | Incremental counting of water passed by the flowmeter | Cubic meters | m^3 | Pivetta_I020_water_count_m3 | The datastream containing mesures of field Pivetta by sensor I020 which measures Water count m^3. | None
Italy | Desogus | Sensors owned by UNISS | 39.9492 | 8.6803 | I047 | Weather station for monitoring agriculture parameters | ST08 | 3932303169307818 | solar_radiation | Solar Radiation | Energy from the sun in the form of electromagnetic waves. | Watts per square meter | W/m² | Desogus_I047_solar_radiation | The datastream containing mesures of field Desogus by sensor I047 which measures Solar Radiation. | None
Italy | Desogus | Sensors owned by UNISS | 39.9492 | 8.6803 | I047 | Weather station for monitoring agriculture parameters | ST08 | 3932303169307818 | air_temperature | Air Temperature | The measure of the hotness or coldness of the air. | Degrees Celsius | ºC | Desogus_I047_air_temperature | The datastream containing mesures of field Desogus by sensor I047 which measures Air Temperature. | None
Italy | Desogus | Sensors owned by UNISS | 39.9492 | 8.6803 | I047 | Weather station for monitoring agriculture parameters | ST08 | 3932303169307818 | air_humidity | Air Humidity | The amount of moisture or water vapor present in the air, often expressed as a percentage of the maximum amount the air could hold at a given temperature. | Percentage | % | Desogus_I047_air_humidity | The datastream containing mesures of field Desogus by sensor I047 which measures Air Humidity. | None
Italy | Desogus | Sensors owned by UNISS | 39.9492 | 8.6803 | I047 | Weather station for monitoring agriculture parameters | ST08 | 3932303169307818 | cumulative_precipitation | Cumulative Rainfall | Cumulatime Rainfall. | Millimeters | mm | Desogus_I047_cumulative_precipitation | The datastream containing mesures of field Desogus by sensor I047 which measures Cumulative Rainfall. | None
Italy | Desogus | Sensors owned by UNISS | 39.9492 | 8.6803 | I047 | Weather station for monitoring agriculture parameters | ST08 | 3932303169307818 | leaf_wetting | Leaf Wetness | The presence of moisture on the surface of plant leaves, often indicating favorable conditions for disease development. | - | - | Desogus_I047_leaf_wetting | The datastream containing mesures of field Desogus by sensor I047 which measures Leaf Wetness. | None
Italy | Camedda | Field In Italy | 3.9948 | 8.7036 | I023 | A sensor for tree's overall health monitoring that collects radial growth, sap flux density, tree stability, air temperature and humidity and NDVI | ST07 | EUI_EQ_I023 |  | Timestamp | UTC epoch time when the data were collected | Seconds | s | Camedda_I023_Timestamp | The datastream containing mesures of field Camedda by sensor I023 which measures Timestamp | None
Italy | Camedda | Field In Italy | 3.9948 | 8.7036 | I023 | A sensor for tree's overall health monitoring that collects radial growth, sap flux density, tree stability, air temperature and humidity and NDVI | ST07 | EUI_EQ_I023 | NDVI | NDVI | Normalized Difference Vegetation Index | - | - | Camedda_I023_NDVI | The datastream containing mesures of field Camedda by sensor I023 which measures NDVI | None
Italy | Camedda | Field In Italy | 3.9948 | 8.7036 | I023 | A sensor for tree's overall health monitoring that collects radial growth, sap flux density, tree stability, air temperature and humidity and NDVI | ST07 | EUI_EQ_I023 | RadialGrowth | Radial Growth | Differential measurement of trunk radial growth | Millimeters | mm | Camedda_I023_RadialGrowth | The datastream containing mesures of field Camedda by sensor I023 which measures radial growth | None
Italy | Camedda | Field In Italy | 3.9948 | 8.7036 | I023 | A sensor for tree's overall health monitoring that collects radial growth, sap flux density, tree stability, air temperature and humidity and NDVI | ST07 | EUI_EQ_I023 | SapFlow | Sap Flow Velocity | Sap velocity | Centimeter per Second | cm/h | Camedda_I023_SapFlow | The datastream containing mesures of field Camedda by sensor I023 which measures sap flow velocity | None
Italy | Camedda | Field In Italy | 3.9948 | 8.7036 | I023 | A sensor for tree's overall health monitoring that collects radial growth, sap flux density, tree stability, air temperature and humidity and NDVI | ST07 | EUI_EQ_I023 | Yaw | Yaw | Rotation over X axis | Degrees | ° | Camedda_I023_Yaw | The datastream containing mesures of field Camedda by sensor I023 which measures yaw | None
Italy | Camedda | Field In Italy | 3.9948 | 8.7036 | I023 | A sensor for tree's overall health monitoring that collects radial growth, sap flux density, tree stability, air temperature and humidity and NDVI | ST07 | EUI_EQ_I023 | Pitch | Pitch | Rotation over Y axis | Degrees | ° | Camedda_I023_Pitch | The datastream containing mesures of field Camedda by sensor I023 which measures pitch | None
Italy | Camedda | Field In Italy | 3.9948 | 8.7036 | I023 | A sensor for tree's overall health monitoring that collects radial growth, sap flux density, tree stability, air temperature and humidity and NDVI | ST07 | EUI_EQ_I023 | Roll | Roll | Rotation over Z axis | Degrees | ° | Camedda_I023_Roll | The datastream containing mesures of field Camedda by sensor I023 which measures roll | None
Italy | Camedda | Field In Italy | 3.9948 | 8.7036 | I023 | A sensor for tree's overall health monitoring that collects radial growth, sap flux density, tree stability, air temperature and humidity and NDVI | ST07 | EUI_EQ_I023 | ambient_temperature | Air Temperature | The measure of the hotness or coldness of the air. | Degrees Celsius | ºC | Camedda_I023_ambient_temperature | The datastream containing mesures of field Camedda by sensor I023 which measures air temperature | None
Italy | Camedda | Field In Italy | 3.9948 | 8.7036 | I023 | A sensor for tree's overall health monitoring that collects radial growth, sap flux density, tree stability, air temperature and humidity and NDVI | ST07 | EUI_EQ_I023 | air_humidity | Air Humidity | The amount of moisture or water vapor present in the air, often expressed as a percentage of the maximum amount the air could hold at a given temperature. | Percentage | % | Camedda_I023_air_humidity | The datastream containing mesures of field Camedda by sensor I023 which measures humidity | None
Italy | Camedda | Field In Italy | 3.9948 | 8.7036 | I023 | A sensor for tree's overall health monitoring that collects radial growth, sap flux density, tree stability, air temperature and humidity and NDVI | ST07 | EUI_EQ_I023 | BatteryVoltage | Battery Voltage | The electrical potential in a battery, indicating its charge level. | Millivolts | mV | Camedda_I023_BatteryVoltage | The datastream containing mesures of field Camedda by sensor I023 which measures Battery Voltage | None
Italy | Camedda | Field In Italy | 3.9948 | 8.7036 | I024 | A sensor for tree's overall health monitoring that collects radial growth, sap flux density, tree stability, air temperature and humidity and NDVI | ST07 | EUI_EQ_I024 | Timestamp | Timestamp | UTC epoch time when the data were collected | Seconds | s | Camedda_I024_Timestamp | The datastream containing mesures of field Camedda by sensor I024 which measures Timestamp | None
Italy | Camedda | Field In Italy | 3.9948 | 8.7036 | I024 | A sensor for tree's overall health monitoring that collects radial growth, sap flux density, tree stability, air temperature and humidity and NDVI | ST07 | EUI_EQ_I024 | NDVI | NDVI | Normalized Difference Vegetation Index | - | - | Camedda_I024_NDVI | The datastream containing mesures of field Camedda by sensor I024 which measures NDVI | None
Italy | Camedda | Field In Italy | 3.9948 | 8.7036 | I024 | A sensor for tree's overall health monitoring that collects radial growth, sap flux density, tree stability, air temperature and humidity and NDVI | ST07 | EUI_EQ_I024 | RadialGrowth | Radial Growth | Differential measurement of trunk radial growth | Millimeters | mm | Camedda_I024_RadialGrowth | The datastream containing mesures of field Camedda by sensor I024 which measures radial growth | None
Italy | Camedda | Field In Italy | 3.9948 | 8.7036 | I024 | A sensor for tree's overall health monitoring that collects radial growth, sap flux density, tree stability, air temperature and humidity and NDVI | ST07 | EUI_EQ_I024 | SapFlow | Sap Flow Velocity | Sap velocity | Centimeter per Second | cm/h | Camedda_I024_SapFlow | The datastream containing mesures of field Camedda by sensor I024 which measures sap flow velocity | None
Italy | Camedda | Field In Italy | 3.9948 | 8.7036 | I024 | A sensor for tree's overall health monitoring that collects radial growth, sap flux density, tree stability, air temperature and humidity and NDVI | ST07 | EUI_EQ_I024 | Yaw | Yaw | Rotation over X axis | Degrees | ° | Camedda_I024_Yaw | The datastream containing mesures of field Camedda by sensor I024 which measures yaw | None
Italy | Camedda | Field In Italy | 3.9948 | 8.7036 | I024 | A sensor for tree's overall health monitoring that collects radial growth, sap flux density, tree stability, air temperature and humidity and NDVI | ST07 | EUI_EQ_I024 | Pitch | Pitch | Rotation over Y axis | Degrees | ° | Camedda_I024_Pitch | The datastream containing mesures of field Camedda by sensor I024 which measures pitch | None
Italy | Camedda | Field In Italy | 3.9948 | 8.7036 | I024 | A sensor for tree's overall health monitoring that collects radial growth, sap flux density, tree stability, air temperature and humidity and NDVI | ST07 | EUI_EQ_I024 | Roll | Roll | Rotation over Z axis | Degrees | ° | Camedda_I024_Roll | The datastream containing mesures of field Camedda by sensor I024 which measures roll | None
Italy | Camedda | Field In Italy | 3.9948 | 8.7036 | I024 | A sensor for tree's overall health monitoring that collects radial growth, sap flux density, tree stability, air temperature and humidity and NDVI | ST07 | EUI_EQ_I024 | ambient_temperature | Air Temperature | The measure of the hotness or coldness of the air. | Degrees Celsius | ºC | Camedda_I024_ambient_temperature | The datastream containing mesures of field Camedda by sensor I024 which measures air temperature | None
Italy | Camedda | Field In Italy | 3.9948 | 8.7036 | I024 | A sensor for tree's overall health monitoring that collects radial growth, sap flux density, tree stability, air temperature and humidity and NDVI | ST07 | EUI_EQ_I024 | air_humidity | Air Humidity | The amount of moisture or water vapor present in the air, often expressed as a percentage of the maximum amount the air could hold at a given temperature. | Percentage | % | Camedda_I024_air_humidity | The datastream containing mesures of field Camedda by sensor I024 which measures humidity | None
Italy | Camedda | Field In Italy | 3.9948 | 8.7036 | I024 | A sensor for tree's overall health monitoring that collects radial growth, sap flux density, tree stability, air temperature and humidity and NDVI | ST07 | EUI_EQ_I024 | BatteryVoltage | Battery Voltage | The electrical potential in a battery, indicating its charge level. | Millivolts | mV | Camedda_I024_BatteryVoltage | The datastream containing mesures of field Camedda by sensor I024 which measures Battery Voltage | None
Italy | Camedda | Field In Italy | 3.9948 | 8.7036 | I025 | A sensor for tree's overall health monitoring that collects radial growth, sap flux density, tree stability, air temperature and humidity and NDVI | ST07 | EUI_EQ_I025 | Timestamp | Timestamp | UTC epoch time when the data were collected | Seconds | s | Camedda_I025_Timestamp | The datastream containing mesures of field Camedda by sensor I025 which measures Timestamp | None
Italy | Camedda | Field In Italy | 3.9948 | 8.7036 | I025 | A sensor for tree's overall health monitoring that collects radial growth, sap flux density, tree stability, air temperature and humidity and NDVI | ST07 | EUI_EQ_I025 | NDVI | NDVI | Normalized Difference Vegetation Index | - | - | Camedda_I025_NDVI | The datastream containing mesures of field Camedda by sensor I025 which measures NDVI | None
Italy | Camedda | Field In Italy | 3.9948 | 8.7036 | I025 | A sensor for tree's overall health monitoring that collects radial growth, sap flux density, tree stability, air temperature and humidity and NDVI | ST07 | EUI_EQ_I025 | RadialGrowth | Radial Growth | Differential measurement of trunk radial growth | Millimeters | mm | Camedda_I025_RadialGrowth | The datastream containing mesures of field Camedda by sensor I025 which measures radial growth | None
Italy | Camedda | Field In Italy | 3.9948 | 8.7036 | I025 | A sensor for tree's overall health monitoring that collects radial growth, sap flux density, tree stability, air temperature and humidity and NDVI | ST07 | EUI_EQ_I025 | SapFlow | Sap Flow Velocity | Sap velocity | Centimeter per Second | cm/h | Camedda_I025_SapFlow | The datastream containing mesures of field Camedda by sensor I025 which measures sap flow velocity | None
Italy | Camedda | Field In Italy | 3.9948 | 8.7036 | I025 | A sensor for tree's overall health monitoring that collects radial growth, sap flux density, tree stability, air temperature and humidity and NDVI | ST07 | EUI_EQ_I025 | Yaw | Yaw | Rotation over X axis | Degrees | ° | Camedda_I025_Yaw | The datastream containing mesures of field Camedda by sensor I025 which measures yaw | None
Italy | Camedda | Field In Italy | 3.9948 | 8.7036 | I025 | A sensor for tree's overall health monitoring that collects radial growth, sap flux density, tree stability, air temperature and humidity and NDVI | ST07 | EUI_EQ_I025 | Pitch | Pitch | Rotation over Y axis | Degrees | ° | Camedda_I025_Pitch | The datastream containing mesures of field Camedda by sensor I025 which measures pitch | None
Italy | Camedda | Field In Italy | 3.9948 | 8.7036 | I025 | A sensor for tree's overall health monitoring that collects radial growth, sap flux density, tree stability, air temperature and humidity and NDVI | ST07 | EUI_EQ_I025 | Roll | Roll | Rotation over Z axis | Degrees | ° | Camedda_I025_Roll | The datastream containing mesures of field Camedda by sensor I025 which measures roll | None
Italy | Camedda | Field In Italy | 3.9948 | 8.7036 | I025 | A sensor for tree's overall health monitoring that collects radial growth, sap flux density, tree stability, air temperature and humidity and NDVI | ST07 | EUI_EQ_I025 | ambient_temperature | Air Temperature | The measure of the hotness or coldness of the air. | Degrees Celsius | ºC | Camedda_I025_ambient_temperature | The datastream containing mesures of field Camedda by sensor I025 which measures air temperature | None
Italy | Camedda | Field In Italy | 3.9948 | 8.7036 | I025 | A sensor for tree's overall health monitoring that collects radial growth, sap flux density, tree stability, air temperature and humidity and NDVI | ST07 | EUI_EQ_I025 | air_humidity | Air Humidity | The amount of moisture or water vapor present in the air, often expressed as a percentage of the maximum amount the air could hold at a given temperature. | Percentage | % | Camedda_I025_air_humidity | The datastream containing mesures of field Camedda by sensor I025 which measures humidity | None
Italy | Camedda | Field In Italy | 3.9948 | 8.7036 | I025 | A sensor for tree's overall health monitoring that collects radial growth, sap flux density, tree stability, air temperature and humidity and NDVI | ST07 | EUI_EQ_I025 | BatteryVoltage | Battery Voltage | The electrical potential in a battery, indicating its charge level. | Millivolts | mV | Camedda_I025_BatteryVoltage | The datastream containing mesures of field Camedda by sensor I025 which measures Battery Voltage | None
Italy | Camedda | Field In Italy | 3.9948 | 8.7036 | I026 | A sensor for tree's overall health monitoring that collects radial growth, sap flux density, tree stability, air temperature and humidity and NDVI | ST07 | EUI_EQ_I026 | Timestamp | Timestamp | UTC epoch time when the data were collected | Seconds | s | Camedda_I026_Timestamp | The datastream containing mesures of field Camedda by sensor I026 which measures Timestamp | None
Italy | Camedda | Field In Italy | 3.9948 | 8.7036 | I026 | A sensor for tree's overall health monitoring that collects radial growth, sap flux density, tree stability, air temperature and humidity and NDVI | ST07 | EUI_EQ_I026 | NDVI | NDVI | Normalized Difference Vegetation Index | - | - | Camedda_I026_NDVI | The datastream containing mesures of field Camedda by sensor I026 which measures NDVI | None
Italy | Camedda | Field In Italy | 3.9948 | 8.7036 | I026 | A sensor for tree's overall health monitoring that collects radial growth, sap flux density, tree stability, air temperature and humidity and NDVI | ST07 | EUI_EQ_I026 | RadialGrowth | Radial Growth | Differential measurement of trunk radial growth | Millimeters | mm | Camedda_I026_RadialGrowth | The datastream containing mesures of field Camedda by sensor I026 which measures radial growth | None
Italy | Camedda | Field In Italy | 3.9948 | 8.7036 | I026 | A sensor for tree's overall health monitoring that collects radial growth, sap flux density, tree stability, air temperature and humidity and NDVI | ST07 | EUI_EQ_I026 | SapFlow | Sap Flow Velocity | Sap velocity | Centimeter per Second | cm/h | Camedda_I026_SapFlow | The datastream containing mesures of field Camedda by sensor I026 which measures sap flow velocity | None
Italy | Camedda | Field In Italy | 3.9948 | 8.7036 | I026 | A sensor for tree's overall health monitoring that collects radial growth, sap flux density, tree stability, air temperature and humidity and NDVI | ST07 | EUI_EQ_I026 | Yaw | Yaw | Rotation over X axis | Degrees | ° | Camedda_I026_Yaw | The datastream containing mesures of field Camedda by sensor I026 which measures yaw | None
Italy | Camedda | Field In Italy | 3.9948 | 8.7036 | I026 | A sensor for tree's overall health monitoring that collects radial growth, sap flux density, tree stability, air temperature and humidity and NDVI | ST07 | EUI_EQ_I026 | Pitch | Pitch | Rotation over Y axis | Degrees | ° | Camedda_I026_Pitch | The datastream containing mesures of field Camedda by sensor I026 which measures pitch | None
Italy | Camedda | Field In Italy | 3.9948 | 8.7036 | I026 | A sensor for tree's overall health monitoring that collects radial growth, sap flux density, tree stability, air temperature and humidity and NDVI | ST07 | EUI_EQ_I026 | Roll | Roll | Rotation over Z axis | Degrees | ° | Camedda_I026_Roll | The datastream containing mesures of field Camedda by sensor I026 which measures roll | None
Italy | Camedda | Field In Italy | 3.9948 | 8.7036 | I026 | A sensor for tree's overall health monitoring that collects radial growth, sap flux density, tree stability, air temperature and humidity and NDVI | ST07 | EUI_EQ_I026 | ambient_temperature | Air Temperature | The measure of the hotness or coldness of the air. | Degrees Celsius | ºC | Camedda_I026_ambient_temperature | The datastream containing mesures of field Camedda by sensor I026 which measures air temperature | None
Italy | Camedda | Field In Italy | 3.9948 | 8.7036 | I026 | A sensor for tree's overall health monitoring that collects radial growth, sap flux density, tree stability, air temperature and humidity and NDVI | ST07 | EUI_EQ_I026 | air_humidity | Air Humidity | The amount of moisture or water vapor present in the air, often expressed as a percentage of the maximum amount the air could hold at a given temperature. | Percentage | % | Camedda_I026_air_humidity | The datastream containing mesures of field Camedda by sensor I026 which measures humidity | None
Italy | Camedda | Field In Italy | 3.9948 | 8.7036 | I026 | A sensor for tree's overall health monitoring that collects radial growth, sap flux density, tree stability, air temperature and humidity and NDVI | ST07 | EUI_EQ_I026 | BatteryVoltage | Battery Voltage | The electrical potential in a battery, indicating its charge level. | Millivolts | mV | Camedda_I026_BatteryVoltage | The datastream containing mesures of field Camedda by sensor I026 which measures Battery Voltage | None
Italy | Camedda | Field In Italy | 3.9948 | 8.7036 | I027 | A sensor for tree's overall health monitoring that collects radial growth, sap flux density, tree stability, air temperature and humidity and NDVI | ST07 | EUI_EQ_I027 | Timestamp | Timestamp | UTC epoch time when the data were collected | Seconds | s | Camedda_I027_Timestamp | The datastream containing mesures of field Camedda by sensor I027 which measures Timestamp | None
Italy | Camedda | Field In Italy | 3.9948 | 8.7036 | I027 | A sensor for tree's overall health monitoring that collects radial growth, sap flux density, tree stability, air temperature and humidity and NDVI | ST07 | EUI_EQ_I027 | NDVI | NDVI | Normalized Difference Vegetation Index | - | - | Camedda_I027_NDVI | The datastream containing mesures of field Camedda by sensor I027 which measures NDVI | None
Italy | Camedda | Field In Italy | 3.9948 | 8.7036 | I027 | A sensor for tree's overall health monitoring that collects radial growth, sap flux density, tree stability, air temperature and humidity and NDVI | ST07 | EUI_EQ_I027 | RadialGrowth | Radial Growth | Differential measurement of trunk radial growth | Millimeters | mm | Camedda_I027_RadialGrowth | The datastream containing mesures of field Camedda by sensor I027 which measures radial growth | None
Italy | Camedda | Field In Italy | 3.9948 | 8.7036 | I027 | A sensor for tree's overall health monitoring that collects radial growth, sap flux density, tree stability, air temperature and humidity and NDVI | ST07 | EUI_EQ_I027 | SapFlow | Sap Flow Velocity | Sap velocity | Centimeter per Second | cm/h | Camedda_I027_SapFlow | The datastream containing mesures of field Camedda by sensor I027 which measures sap flow velocity | None
Italy | Camedda | Field In Italy | 3.9948 | 8.7036 | I027 | A sensor for tree's overall health monitoring that collects radial growth, sap flux density, tree stability, air temperature and humidity and NDVI | ST07 | EUI_EQ_I027 | Yaw | Yaw | Rotation over X axis | Degrees | ° | Camedda_I027_Yaw | The datastream containing mesures of field Camedda by sensor I027 which measures yaw | None
Italy | Camedda | Field In Italy | 3.9948 | 8.7036 | I027 | A sensor for tree's overall health monitoring that collects radial growth, sap flux density, tree stability, air temperature and humidity and NDVI | ST07 | EUI_EQ_I027 | Pitch | Pitch | Rotation over Y axis | Degrees | ° | Camedda_I027_Pitch | The datastream containing mesures of field Camedda by sensor I027 which measures pitch | None
Italy | Camedda | Field In Italy | 3.9948 | 8.7036 | I027 | A sensor for tree's overall health monitoring that collects radial growth, sap flux density, tree stability, air temperature and humidity and NDVI | ST07 | EUI_EQ_I027 | Roll | Roll | Rotation over Z axis | Degrees | ° | Camedda_I027_Roll | The datastream containing mesures of field Camedda by sensor I027 which measures roll | None
Italy | Camedda | Field In Italy | 3.9948 | 8.7036 | I027 | A sensor for tree's overall health monitoring that collects radial growth, sap flux density, tree stability, air temperature and humidity and NDVI | ST07 | EUI_EQ_I027 | ambient_temperature | Air Temperature | The measure of the hotness or coldness of the air. | Degrees Celsius | ºC | Camedda_I027_ambient_temperature | The datastream containing mesures of field Camedda by sensor I027 which measures air temperature | None
Italy | Camedda | Field In Italy | 3.9948 | 8.7036 | I027 | A sensor for tree's overall health monitoring that collects radial growth, sap flux density, tree stability, air temperature and humidity and NDVI | ST07 | EUI_EQ_I027 | air_humidity | Air Humidity | The amount of moisture or water vapor present in the air, often expressed as a percentage of the maximum amount the air could hold at a given temperature. | Percentage | % | Camedda_I027_air_humidity | The datastream containing mesures of field Camedda by sensor I027 which measures humidity | None
Italy | Camedda | Field In Italy | 3.9948 | 8.7036 | I027 | A sensor for tree's overall health monitoring that collects radial growth, sap flux density, tree stability, air temperature and humidity and NDVI | ST07 | EUI_EQ_I027 | BatteryVoltage | Battery Voltage | The electrical potential in a battery, indicating its charge level. | Millivolts | mV | Camedda_I027_BatteryVoltage | The datastream containing mesures of field Camedda by sensor I027 which measures Battery Voltage | None
Italy | Camedda | Field In Italy | 3.9948 | 8.7036 | I028 | A sensor for tree's overall health monitoring that collects radial growth, sap flux density, tree stability, air temperature and humidity and NDVI | ST07 | EUI_EQ_I028 | Timestamp | Timestamp | UTC epoch time when the data were collected | Seconds | s | Camedda_I028_Timestamp | The datastream containing mesures of field Camedda by sensor I028 which measures Timestamp | None
Italy | Camedda | Field In Italy | 3.9948 | 8.7036 | I028 | A sensor for tree's overall health monitoring that collects radial growth, sap flux density, tree stability, air temperature and humidity and NDVI | ST07 | EUI_EQ_I028 | NDVI | NDVI | Normalized Difference Vegetation Index | - | - | Camedda_I028_NDVI | The datastream containing mesures of field Camedda by sensor I028 which measures NDVI | None
Italy | Camedda | Field In Italy | 3.9948 | 8.7036 | I028 | A sensor for tree's overall health monitoring that collects radial growth, sap flux density, tree stability, air temperature and humidity and NDVI | ST07 | EUI_EQ_I028 | RadialGrowth | Radial Growth | Differential measurement of trunk radial growth | Millimeters | mm | Camedda_I028_RadialGrowth | The datastream containing mesures of field Camedda by sensor I028 which measures radial growth | None
Italy | Camedda | Field In Italy | 3.9948 | 8.7036 | I028 | A sensor for tree's overall health monitoring that collects radial growth, sap flux density, tree stability, air temperature and humidity and NDVI | ST07 | EUI_EQ_I028 | SapFlow | Sap Flow Velocity | Sap velocity | Centimeter per Second | cm/h | Camedda_I028_SapFlow | The datastream containing mesures of field Camedda by sensor I028 which measures sap flow velocity | None
Italy | Camedda | Field In Italy | 3.9948 | 8.7036 | I028 | A sensor for tree's overall health monitoring that collects radial growth, sap flux density, tree stability, air temperature and humidity and NDVI | ST07 | EUI_EQ_I028 | Yaw | Yaw | Rotation over X axis | Degrees | ° | Camedda_I028_Yaw | The datastream containing mesures of field Camedda by sensor I028 which measures yaw | None
Italy | Camedda | Field In Italy | 3.9948 | 8.7036 | I028 | A sensor for tree's overall health monitoring that collects radial growth, sap flux density, tree stability, air temperature and humidity and NDVI | ST07 | EUI_EQ_I028 | Pitch | Pitch | Rotation over Y axis | Degrees | ° | Camedda_I028_Pitch | The datastream containing mesures of field Camedda by sensor I028 which measures pitch | None
Italy | Camedda | Field In Italy | 3.9948 | 8.7036 | I028 | A sensor for tree's overall health monitoring that collects radial growth, sap flux density, tree stability, air temperature and humidity and NDVI | ST07 | EUI_EQ_I028 | Roll | Roll | Rotation over Z axis | Degrees | ° | Camedda_I028_Roll | The datastream containing mesures of field Camedda by sensor I028 which measures roll | None
Italy | Camedda | Field In Italy | 3.9948 | 8.7036 | I028 | A sensor for tree's overall health monitoring that collects radial growth, sap flux density, tree stability, air temperature and humidity and NDVI | ST07 | EUI_EQ_I028 | ambient_temperature | Air Temperature | The measure of the hotness or coldness of the air. | Degrees Celsius | ºC | Camedda_I028_ambient_temperature | The datastream containing mesures of field Camedda by sensor I028 which measures air temperature | None
Italy | Camedda | Field In Italy | 3.9948 | 8.7036 | I028 | A sensor for tree's overall health monitoring that collects radial growth, sap flux density, tree stability, air temperature and humidity and NDVI | ST07 | EUI_EQ_I028 | air_humidity | Air Humidity | The amount of moisture or water vapor present in the air, often expressed as a percentage of the maximum amount the air could hold at a given temperature. | Percentage | % | Camedda_I028_air_humidity | The datastream containing mesures of field Camedda by sensor I028 which measures humidity | None
Italy | Camedda | Field In Italy | 3.9948 | 8.7036 | I028 | A sensor for tree's overall health monitoring that collects radial growth, sap flux density, tree stability, air temperature and humidity and NDVI | ST07 | EUI_EQ_I028 | BatteryVoltage | Battery Voltage | The electrical potential in a battery, indicating its charge level. | Millivolts | mV | Camedda_I028_BatteryVoltage | The datastream containing mesures of field Camedda by sensor I028 which measures Battery Voltage | None
Italy | Camedda | Field In Italy | 3.9948 | 8.7036 | I029 | A sensor for tree's overall health monitoring that collects radial growth, sap flux density, tree stability, air temperature and humidity and NDVI | ST07 | EUI_EQ_I029 | Timestamp | Timestamp | UTC epoch time when the data were collected | Seconds | s | Camedda_I029_Timestamp | The datastream containing mesures of field Camedda by sensor I029 which measures Timestamp | None
Italy | Camedda | Field In Italy | 3.9948 | 8.7036 | I029 | A sensor for tree's overall health monitoring that collects radial growth, sap flux density, tree stability, air temperature and humidity and NDVI | ST07 | EUI_EQ_I029 | NDVI | NDVI | Normalized Difference Vegetation Index | - | - | Camedda_I029_NDVI | The datastream containing mesures of field Camedda by sensor I029 which measures NDVI | None
Italy | Camedda | Field In Italy | 3.9948 | 8.7036 | I029 | A sensor for tree's overall health monitoring that collects radial growth, sap flux density, tree stability, air temperature and humidity and NDVI | ST07 | EUI_EQ_I029 | RadialGrowth | Radial Growth | Differential measurement of trunk radial growth | Millimeters | mm | Camedda_I029_RadialGrowth | The datastream containing mesures of field Camedda by sensor I029 which measures radial growth | None
Italy | Camedda | Field In Italy | 3.9948 | 8.7036 | I029 | A sensor for tree's overall health monitoring that collects radial growth, sap flux density, tree stability, air temperature and humidity and NDVI | ST07 | EUI_EQ_I029 | SapFlow | Sap Flow Velocity | Sap velocity | Centimeter per Second | cm/h | Camedda_I029_SapFlow | The datastream containing mesures of field Camedda by sensor I029 which measures sap flow velocity | None
Italy | Camedda | Field In Italy | 3.9948 | 8.7036 | I029 | A sensor for tree's overall health monitoring that collects radial growth, sap flux density, tree stability, air temperature and humidity and NDVI | ST07 | EUI_EQ_I029 | Yaw | Yaw | Rotation over X axis | Degrees | ° | Camedda_I029_Yaw | The datastream containing mesures of field Camedda by sensor I029 which measures yaw | None
Italy | Camedda | Field In Italy | 3.9948 | 8.7036 | I029 | A sensor for tree's overall health monitoring that collects radial growth, sap flux density, tree stability, air temperature and humidity and NDVI | ST07 | EUI_EQ_I029 | Pitch | Pitch | Rotation over Y axis | Degrees | ° | Camedda_I029_Pitch | The datastream containing mesures of field Camedda by sensor I029 which measures pitch | None
Italy | Camedda | Field In Italy | 3.9948 | 8.7036 | I029 | A sensor for tree's overall health monitoring that collects radial growth, sap flux density, tree stability, air temperature and humidity and NDVI | ST07 | EUI_EQ_I029 | Roll | Roll | Rotation over Z axis | Degrees | ° | Camedda_I029_Roll | The datastream containing mesures of field Camedda by sensor I029 which measures roll | None
Italy | Camedda | Field In Italy | 3.9948 | 8.7036 | I029 | A sensor for tree's overall health monitoring that collects radial growth, sap flux density, tree stability, air temperature and humidity and NDVI | ST07 | EUI_EQ_I029 | ambient_temperature | Air Temperature | The measure of the hotness or coldness of the air. | Degrees Celsius | ºC | Camedda_I029_ambient_temperature | The datastream containing mesures of field Camedda by sensor I029 which measures air temperature | None
Italy | Camedda | Field In Italy | 3.9948 | 8.7036 | I029 | A sensor for tree's overall health monitoring that collects radial growth, sap flux density, tree stability, air temperature and humidity and NDVI | ST07 | EUI_EQ_I029 | air_humidity | Air Humidity | The amount of moisture or water vapor present in the air, often expressed as a percentage of the maximum amount the air could hold at a given temperature. | Percentage | % | Camedda_I029_air_humidity | The datastream containing mesures of field Camedda by sensor I029 which measures humidity | None
Italy | Camedda | Field In Italy | 3.9948 | 8.7036 | I029 | A sensor for tree's overall health monitoring that collects radial growth, sap flux density, tree stability, air temperature and humidity and NDVI | ST07 | EUI_EQ_I029 | BatteryVoltage | Battery Voltage | The electrical potential in a battery, indicating its charge level. | Millivolts | mV | Camedda_I029_BatteryVoltage | The datastream containing mesures of field Camedda by sensor I029 which measures Battery Voltage | None
Italy | Camedda | Field In Italy | 3.9948 | 8.7036 | I030 | A sensor for tree's overall health monitoring that collects radial growth, sap flux density, tree stability, air temperature and humidity and NDVI | ST07 | EUI_EQ_I030 | Timestamp | Timestamp | UTC epoch time when the data were collected | Seconds | s | Camedda_I030_Timestamp | The datastream containing mesures of field Camedda by sensor I030 which measures Timestamp | None
Italy | Camedda | Field In Italy | 3.9948 | 8.7036 | I030 | A sensor for tree's overall health monitoring that collects radial growth, sap flux density, tree stability, air temperature and humidity and NDVI | ST07 | EUI_EQ_I030 | NDVI | NDVI | Normalized Difference Vegetation Index | - | - | Camedda_I030_NDVI | The datastream containing mesures of field Camedda by sensor I030 which measures NDVI | None
Italy | Camedda | Field In Italy | 3.9948 | 8.7036 | I030 | A sensor for tree's overall health monitoring that collects radial growth, sap flux density, tree stability, air temperature and humidity and NDVI | ST07 | EUI_EQ_I030 | RadialGrowth | Radial Growth | Differential measurement of trunk radial growth | Millimeters | mm | Camedda_I030_RadialGrowth | The datastream containing mesures of field Camedda by sensor I030 which measures radial growth | None
Italy | Camedda | Field In Italy | 3.9948 | 8.7036 | I030 | A sensor for tree's overall health monitoring that collects radial growth, sap flux density, tree stability, air temperature and humidity and NDVI | ST07 | EUI_EQ_I030 | SapFlow | Sap Flow Velocity | Sap velocity | Centimeter per Second | cm/h | Camedda_I030_SapFlow | The datastream containing mesures of field Camedda by sensor I030 which measures sap flow velocity | None
Italy | Camedda | Field In Italy | 3.9948 | 8.7036 | I030 | A sensor for tree's overall health monitoring that collects radial growth, sap flux density, tree stability, air temperature and humidity and NDVI | ST07 | EUI_EQ_I030 | Yaw | Yaw | Rotation over X axis | Degrees | ° | Camedda_I030_Yaw | The datastream containing mesures of field Camedda by sensor I030 which measures yaw | None
Italy | Camedda | Field In Italy | 3.9948 | 8.7036 | I030 | A sensor for tree's overall health monitoring that collects radial growth, sap flux density, tree stability, air temperature and humidity and NDVI | ST07 | EUI_EQ_I030 | Pitch | Pitch | Rotation over Y axis | Degrees | ° | Camedda_I030_Pitch | The datastream containing mesures of field Camedda by sensor I030 which measures pitch | None
Italy | Camedda | Field In Italy | 3.9948 | 8.7036 | I030 | A sensor for tree's overall health monitoring that collects radial growth, sap flux density, tree stability, air temperature and humidity and NDVI | ST07 | EUI_EQ_I030 | Roll | Roll | Rotation over Z axis | Degrees | ° | Camedda_I030_Roll | The datastream containing mesures of field Camedda by sensor I030 which measures roll | None
Italy | Camedda | Field In Italy | 3.9948 | 8.7036 | I030 | A sensor for tree's overall health monitoring that collects radial growth, sap flux density, tree stability, air temperature and humidity and NDVI | ST07 | EUI_EQ_I030 | ambient_temperature | Air Temperature | The measure of the hotness or coldness of the air. | Degrees Celsius | ºC | Camedda_I030_ambient_temperature | The datastream containing mesures of field Camedda by sensor I030 which measures air temperature | None
Italy | Camedda | Field In Italy | 3.9948 | 8.7036 | I030 | A sensor for tree's overall health monitoring that collects radial growth, sap flux density, tree stability, air temperature and humidity and NDVI | ST07 | EUI_EQ_I030 | air_humidity | Air Humidity | The amount of moisture or water vapor present in the air, often expressed as a percentage of the maximum amount the air could hold at a given temperature. | Percentage | % | Camedda_I030_air_humidity | The datastream containing mesures of field Camedda by sensor I030 which measures humidity | None
Italy | Camedda | Field In Italy | 3.9948 | 8.7036 | I030 | A sensor for tree's overall health monitoring that collects radial growth, sap flux density, tree stability, air temperature and humidity and NDVI | ST07 | EUI_EQ_I030 | BatteryVoltage | Battery Voltage | The electrical potential in a battery, indicating its charge level. | Millivolts | mV | Camedda_I030_BatteryVoltage | The datastream containing mesures of field Camedda by sensor I030 which measures Battery Voltage | None
Italy | Camedda | Field In Italy | 3.9948 | 8.7036 | I031 | A sensor for tree's overall health monitoring that collects radial growth, sap flux density, tree stability, air temperature and humidity and NDVI | ST07 | EUI_EQ_I031 | Timestamp | Timestamp | UTC epoch time when the data were collected | Seconds | s | Camedda_I031_Timestamp | The datastream containing mesures of field Camedda by sensor I031 which measures Timestamp | None
Italy | Camedda | Field In Italy | 3.9948 | 8.7036 | I031 | A sensor for tree's overall health monitoring that collects radial growth, sap flux density, tree stability, air temperature and humidity and NDVI | ST07 | EUI_EQ_I031 | NDVI | NDVI | Normalized Difference Vegetation Index | - | - | Camedda_I031_NDVI | The datastream containing mesures of field Camedda by sensor I031 which measures NDVI | None
Italy | Camedda | Field In Italy | 3.9948 | 8.7036 | I031 | A sensor for tree's overall health monitoring that collects radial growth, sap flux density, tree stability, air temperature and humidity and NDVI | ST07 | EUI_EQ_I031 | RadialGrowth | Radial Growth | Differential measurement of trunk radial growth | Millimeters | mm | Camedda_I031_RadialGrowth | The datastream containing mesures of field Camedda by sensor I031 which measures radial growth | None
Italy | Camedda | Field In Italy | 3.9948 | 8.7036 | I031 | A sensor for tree's overall health monitoring that collects radial growth, sap flux density, tree stability, air temperature and humidity and NDVI | ST07 | EUI_EQ_I031 | SapFlow | Sap Flow Velocity | Sap velocity | Centimeter per Second | cm/h | Camedda_I031_SapFlow | The datastream containing mesures of field Camedda by sensor I031 which measures sap flow velocity | None
Italy | Camedda | Field In Italy | 3.9948 | 8.7036 | I031 | A sensor for tree's overall health monitoring that collects radial growth, sap flux density, tree stability, air temperature and humidity and NDVI | ST07 | EUI_EQ_I031 | Yaw | Yaw | Rotation over X axis | Degrees | ° | Camedda_I031_Yaw | The datastream containing mesures of field Camedda by sensor I031 which measures yaw | None
Italy | Camedda | Field In Italy | 3.9948 | 8.7036 | I031 | A sensor for tree's overall health monitoring that collects radial growth, sap flux density, tree stability, air temperature and humidity and NDVI | ST07 | EUI_EQ_I031 | Pitch | Pitch | Rotation over Y axis | Degrees | ° | Camedda_I031_Pitch | The datastream containing mesures of field Camedda by sensor I031 which measures pitch | None
Italy | Camedda | Field In Italy | 3.9948 | 8.7036 | I031 | A sensor for tree's overall health monitoring that collects radial growth, sap flux density, tree stability, air temperature and humidity and NDVI | ST07 | EUI_EQ_I031 | Roll | Roll | Rotation over Z axis | Degrees | ° | Camedda_I031_Roll | The datastream containing mesures of field Camedda by sensor I031 which measures roll | None
Italy | Camedda | Field In Italy | 3.9948 | 8.7036 | I031 | A sensor for tree's overall health monitoring that collects radial growth, sap flux density, tree stability, air temperature and humidity and NDVI | ST07 | EUI_EQ_I031 | ambient_temperature | Air Temperature | The measure of the hotness or coldness of the air. | Degrees Celsius | ºC | Camedda_I031_ambient_temperature | The datastream containing mesures of field Camedda by sensor I031 which measures air temperature | None
Italy | Camedda | Field In Italy | 3.9948 | 8.7036 | I031 | A sensor for tree's overall health monitoring that collects radial growth, sap flux density, tree stability, air temperature and humidity and NDVI | ST07 | EUI_EQ_I031 | air_humidity | Air Humidity | The amount of moisture or water vapor present in the air, often expressed as a percentage of the maximum amount the air could hold at a given temperature. | Percentage | % | Camedda_I031_air_humidity | The datastream containing mesures of field Camedda by sensor I031 which measures humidity | None
Italy | Camedda | Field In Italy | 3.9948 | 8.7036 | I031 | A sensor for tree's overall health monitoring that collects radial growth, sap flux density, tree stability, air temperature and humidity and NDVI | ST07 | EUI_EQ_I031 | BatteryVoltage | Battery Voltage | The electrical potential in a battery, indicating its charge level. | Millivolts | mV | Camedda_I031_BatteryVoltage | The datastream containing mesures of field Camedda by sensor I031 which measures Battery Voltage | None
Italy | Camedda | Field In Italy | 3.9948 | 8.7036 | I032 | A sensor for tree's overall health monitoring that collects radial growth, sap flux density, tree stability, air temperature and humidity and NDVI | ST07 | EUI_EQ_I032 | Timestamp | Timestamp | UTC epoch time when the data were collected | Seconds | s | Camedda_I032_Timestamp | The datastream containing mesures of field Camedda by sensor I032 which measures Timestamp | None
Italy | Camedda | Field In Italy | 3.9948 | 8.7036 | I032 | A sensor for tree's overall health monitoring that collects radial growth, sap flux density, tree stability, air temperature and humidity and NDVI | ST07 | EUI_EQ_I032 | NDVI | NDVI | Normalized Difference Vegetation Index | - | - | Camedda_I032_NDVI | The datastream containing mesures of field Camedda by sensor I032 which measures NDVI | None
Italy | Camedda | Field In Italy | 3.9948 | 8.7036 | I032 | A sensor for tree's overall health monitoring that collects radial growth, sap flux density, tree stability, air temperature and humidity and NDVI | ST07 | EUI_EQ_I032 | RadialGrowth | Radial Growth | Differential measurement of trunk radial growth | Millimeters | mm | Camedda_I032_RadialGrowth | The datastream containing mesures of field Camedda by sensor I032 which measures radial growth | None
Italy | Camedda | Field In Italy | 3.9948 | 8.7036 | I032 | A sensor for tree's overall health monitoring that collects radial growth, sap flux density, tree stability, air temperature and humidity and NDVI | ST07 | EUI_EQ_I032 | SapFlow | Sap Flow Velocity | Sap velocity | Centimeter per Second | cm/h | Camedda_I032_SapFlow | The datastream containing mesures of field Camedda by sensor I032 which measures sap flow velocity | None
Italy | Camedda | Field In Italy | 3.9948 | 8.7036 | I032 | A sensor for tree's overall health monitoring that collects radial growth, sap flux density, tree stability, air temperature and humidity and NDVI | ST07 | EUI_EQ_I032 | Yaw | Yaw | Rotation over X axis | Degrees | ° | Camedda_I032_Yaw | The datastream containing mesures of field Camedda by sensor I032 which measures yaw | None
Italy | Camedda | Field In Italy | 3.9948 | 8.7036 | I032 | A sensor for tree's overall health monitoring that collects radial growth, sap flux density, tree stability, air temperature and humidity and NDVI | ST07 | EUI_EQ_I032 | Pitch | Pitch | Rotation over Y axis | Degrees | ° | Camedda_I032_Pitch | The datastream containing mesures of field Camedda by sensor I032 which measures pitch | None
Italy | Camedda | Field In Italy | 3.9948 | 8.7036 | I032 | A sensor for tree's overall health monitoring that collects radial growth, sap flux density, tree stability, air temperature and humidity and NDVI | ST07 | EUI_EQ_I032 | Roll | Roll | Rotation over Z axis | Degrees | ° | Camedda_I032_Roll | The datastream containing mesures of field Camedda by sensor I032 which measures roll | None
Italy | Camedda | Field In Italy | 3.9948 | 8.7036 | I032 | A sensor for tree's overall health monitoring that collects radial growth, sap flux density, tree stability, air temperature and humidity and NDVI | ST07 | EUI_EQ_I032 | ambient_temperature | Air Temperature | The measure of the hotness or coldness of the air. | Degrees Celsius | ºC | Camedda_I032_ambient_temperature | The datastream containing mesures of field Camedda by sensor I032 which measures air temperature | None
Italy | Camedda | Field In Italy | 3.9948 | 8.7036 | I032 | A sensor for tree's overall health monitoring that collects radial growth, sap flux density, tree stability, air temperature and humidity and NDVI | ST07 | EUI_EQ_I032 | air_humidity | Air Humidity | The amount of moisture or water vapor present in the air, often expressed as a percentage of the maximum amount the air could hold at a given temperature. | Percentage | % | Camedda_I032_air_humidity | The datastream containing mesures of field Camedda by sensor I032 which measures humidity | None
Italy | Camedda | Field In Italy | 3.9948 | 8.7036 | I032 | A sensor for tree's overall health monitoring that collects radial growth, sap flux density, tree stability, air temperature and humidity and NDVI | ST07 | EUI_EQ_I032 | BatteryVoltage | Battery Voltage | The electrical potential in a battery, indicating its charge level. | Millivolts | mV | Camedda_I032_BatteryVoltage | The datastream containing mesures of field Camedda by sensor I032 which measures Battery Voltage | None
Italy | Centro Aziendale | Field In Italy | 3.9945 | 8.6973 | I033 | A sensor for tree's overall health monitoring that collects radial growth, sap flux density, tree stability, air temperature and humidity and NDVI | ST07 | EUI_EQ_I033 | Timestamp | Timestamp | UTC epoch time when the data were collected | Seconds | s | Centro Aziendale_I033_Timestamp | The datastream containing mesures of field Centro Aziendale by sensor I033 which measures Timestamp | None
Italy | Centro Aziendale | Field In Italy | 3.9945 | 8.6973 | I033 | A sensor for tree's overall health monitoring that collects radial growth, sap flux density, tree stability, air temperature and humidity and NDVI | ST07 | EUI_EQ_I033 | NDVI | NDVI | Normalized Difference Vegetation Index | - | - | Centro Aziendale_I033_NDVI | The datastream containing mesures of field Centro Aziendale by sensor I033 which measures NDVI | None
Italy | Centro Aziendale | Field In Italy | 3.9945 | 8.6973 | I033 | A sensor for tree's overall health monitoring that collects radial growth, sap flux density, tree stability, air temperature and humidity and NDVI | ST07 | EUI_EQ_I033 | RadialGrowth | Radial Growth | Differential measurement of trunk radial growth | Millimeters | mm | Centro Aziendale_I033_RadialGrowth | The datastream containing mesures of field Centro Aziendale by sensor I033 which measures radial growth | None
Italy | Centro Aziendale | Field In Italy | 3.9945 | 8.6973 | I033 | A sensor for tree's overall health monitoring that collects radial growth, sap flux density, tree stability, air temperature and humidity and NDVI | ST07 | EUI_EQ_I033 | SapFlow | Sap Flow Velocity | Sap velocity | Centimeter per Second | cm/h | Centro Aziendale_I033_SapFlow | The datastream containing mesures of field Centro Aziendale by sensor I033 which measures sap flow velocity | None
Italy | Centro Aziendale | Field In Italy | 3.9945 | 8.6973 | I033 | A sensor for tree's overall health monitoring that collects radial growth, sap flux density, tree stability, air temperature and humidity and NDVI | ST07 | EUI_EQ_I033 | Yaw | Yaw | Rotation over X axis | Degrees | ° | Centro Aziendale_I033_Yaw | The datastream containing mesures of field Centro Aziendale by sensor I033 which measures yaw | None
Italy | Centro Aziendale | Field In Italy | 3.9945 | 8.6973 | I033 | A sensor for tree's overall health monitoring that collects radial growth, sap flux density, tree stability, air temperature and humidity and NDVI | ST07 | EUI_EQ_I033 | Pitch | Pitch | Rotation over Y axis | Degrees | ° | Centro Aziendale_I033_Pitch | The datastream containing mesures of field Centro Aziendale by sensor I033 which measures pitch | None
Italy | Centro Aziendale | Field In Italy | 3.9945 | 8.6973 | I033 | A sensor for tree's overall health monitoring that collects radial growth, sap flux density, tree stability, air temperature and humidity and NDVI | ST07 | EUI_EQ_I033 | Roll | Roll | Rotation over Z axis | Degrees | ° | Centro Aziendale_I033_Roll | The datastream containing mesures of field Centro Aziendale by sensor I033 which measures roll | None
Italy | Centro Aziendale | Field In Italy | 3.9945 | 8.6973 | I033 | A sensor for tree's overall health monitoring that collects radial growth, sap flux density, tree stability, air temperature and humidity and NDVI | ST07 | EUI_EQ_I033 | ambient_temperature | Air Temperature | The measure of the hotness or coldness of the air. | Degrees Celsius | ºC | Centro Aziendale_I033_ambient_temperature | The datastream containing mesures of field Centro Aziendale by sensor I033 which measures air temperature | None
Italy | Centro Aziendale | Field In Italy | 3.9945 | 8.6973 | I033 | A sensor for tree's overall health monitoring that collects radial growth, sap flux density, tree stability, air temperature and humidity and NDVI | ST07 | EUI_EQ_I033 | air_humidity | Air Humidity | The amount of moisture or water vapor present in the air, often expressed as a percentage of the maximum amount the air could hold at a given temperature. | Percentage | % | Centro Aziendale_I033_air_humidity | The datastream containing mesures of field Centro Aziendale by sensor I033 which measures humidity | None
Italy | Centro Aziendale | Field In Italy | 3.9945 | 8.6973 | I033 | A sensor for tree's overall health monitoring that collects radial growth, sap flux density, tree stability, air temperature and humidity and NDVI | ST07 | EUI_EQ_I033 | BatteryVoltage | Battery Voltage | The electrical potential in a battery, indicating its charge level. | Millivolts | mV | Centro Aziendale_I033_BatteryVoltage | The datastream containing mesures of field Centro Aziendale by sensor I033 which measures Battery Voltage | None
Italy | Centro Aziendale | Field In Italy | 3.9945 | 8.6973 | I034 | A sensor for tree's overall health monitoring that collects radial growth, sap flux density, tree stability, air temperature and humidity and NDVI | ST07 | EUI_EQ_I034 | Timestamp | Timestamp | UTC epoch time when the data were collected | Seconds | s | Centro Aziendale_I034_Timestamp | The datastream containing mesures of field Centro Aziendale by sensor I034 which measures Timestamp | None
Italy | Centro Aziendale | Field In Italy | 3.9945 | 8.6973 | I034 | A sensor for tree's overall health monitoring that collects radial growth, sap flux density, tree stability, air temperature and humidity and NDVI | ST07 | EUI_EQ_I034 | NDVI | NDVI | Normalized Difference Vegetation Index | - | - | Centro Aziendale_I034_NDVI | The datastream containing mesures of field Centro Aziendale by sensor I034 which measures NDVI | None
Italy | Centro Aziendale | Field In Italy | 3.9945 | 8.6973 | I034 | A sensor for tree's overall health monitoring that collects radial growth, sap flux density, tree stability, air temperature and humidity and NDVI | ST07 | EUI_EQ_I034 | RadialGrowth | Radial Growth | Differential measurement of trunk radial growth | Millimeters | mm | Centro Aziendale_I034_RadialGrowth | The datastream containing mesures of field Centro Aziendale by sensor I034 which measures radial growth | None
Italy | Centro Aziendale | Field In Italy | 3.9945 | 8.6973 | I034 | A sensor for tree's overall health monitoring that collects radial growth, sap flux density, tree stability, air temperature and humidity and NDVI | ST07 | EUI_EQ_I034 | SapFlow | Sap Flow Velocity | Sap velocity | Centimeter per Second | cm/h | Centro Aziendale_I034_SapFlow | The datastream containing mesures of field Centro Aziendale by sensor I034 which measures sap flow velocity | None
Italy | Centro Aziendale | Field In Italy | 3.9945 | 8.6973 | I034 | A sensor for tree's overall health monitoring that collects radial growth, sap flux density, tree stability, air temperature and humidity and NDVI | ST07 | EUI_EQ_I034 | Yaw | Yaw | Rotation over X axis | Degrees | ° | Centro Aziendale_I034_Yaw | The datastream containing mesures of field Centro Aziendale by sensor I034 which measures yaw | None
Italy | Centro Aziendale | Field In Italy | 3.9945 | 8.6973 | I034 | A sensor for tree's overall health monitoring that collects radial growth, sap flux density, tree stability, air temperature and humidity and NDVI | ST07 | EUI_EQ_I034 | Pitch | Pitch | Rotation over Y axis | Degrees | ° | Centro Aziendale_I034_Pitch | The datastream containing mesures of field Centro Aziendale by sensor I034 which measures pitch | None
Italy | Centro Aziendale | Field In Italy | 3.9945 | 8.6973 | I034 | A sensor for tree's overall health monitoring that collects radial growth, sap flux density, tree stability, air temperature and humidity and NDVI | ST07 | EUI_EQ_I034 | Roll | Roll | Rotation over Z axis | Degrees | ° | Centro Aziendale_I034_Roll | The datastream containing mesures of field Centro Aziendale by sensor I034 which measures roll | None
Italy | Centro Aziendale | Field In Italy | 3.9945 | 8.6973 | I034 | A sensor for tree's overall health monitoring that collects radial growth, sap flux density, tree stability, air temperature and humidity and NDVI | ST07 | EUI_EQ_I034 | ambient_temperature | Air Temperature | The measure of the hotness or coldness of the air. | Degrees Celsius | ºC | Centro Aziendale_I034_ambient_temperature | The datastream containing mesures of field Centro Aziendale by sensor I034 which measures air temperature | None
Italy | Centro Aziendale | Field In Italy | 3.9945 | 8.6973 | I034 | A sensor for tree's overall health monitoring that collects radial growth, sap flux density, tree stability, air temperature and humidity and NDVI | ST07 | EUI_EQ_I034 | air_humidity | Air Humidity | The amount of moisture or water vapor present in the air, often expressed as a percentage of the maximum amount the air could hold at a given temperature. | Percentage | % | Centro Aziendale_I034_air_humidity | The datastream containing mesures of field Centro Aziendale by sensor I034 which measures humidity | None
Italy | Centro Aziendale | Field In Italy | 3.9945 | 8.6973 | I034 | A sensor for tree's overall health monitoring that collects radial growth, sap flux density, tree stability, air temperature and humidity and NDVI | ST07 | EUI_EQ_I034 | BatteryVoltage | Battery Voltage | The electrical potential in a battery, indicating its charge level. | Millivolts | mV | Centro Aziendale_I034_BatteryVoltage | The datastream containing mesures of field Centro Aziendale by sensor I034 which measures Battery Voltage | None
Italy | Centro Aziendale | Field In Italy | 3.9945 | 8.6973 | I035 | A sensor for tree's overall health monitoring that collects radial growth, sap flux density, tree stability, air temperature and humidity and NDVI | ST07 | EUI_EQ_I035 | Timestamp | Timestamp | UTC epoch time when the data were collected | Seconds | s | Centro Aziendale_I035_Timestamp | The datastream containing mesures of field Centro Aziendale by sensor I035 which measures Timestamp | None
Italy | Centro Aziendale | Field In Italy | 3.9945 | 8.6973 | I035 | A sensor for tree's overall health monitoring that collects radial growth, sap flux density, tree stability, air temperature and humidity and NDVI | ST07 | EUI_EQ_I035 | NDVI | NDVI | Normalized Difference Vegetation Index | - | - | Centro Aziendale_I035_NDVI | The datastream containing mesures of field Centro Aziendale by sensor I035 which measures NDVI | None
Italy | Centro Aziendale | Field In Italy | 3.9945 | 8.6973 | I035 | A sensor for tree's overall health monitoring that collects radial growth, sap flux density, tree stability, air temperature and humidity and NDVI | ST07 | EUI_EQ_I035 | RadialGrowth | Radial Growth | Differential measurement of trunk radial growth | Millimeters | mm | Centro Aziendale_I035_RadialGrowth | The datastream containing mesures of field Centro Aziendale by sensor I035 which measures radial growth | None
Italy | Centro Aziendale | Field In Italy | 3.9945 | 8.6973 | I035 | A sensor for tree's overall health monitoring that collects radial growth, sap flux density, tree stability, air temperature and humidity and NDVI | ST07 | EUI_EQ_I035 | SapFlow | Sap Flow Velocity | Sap velocity | Centimeter per Second | cm/h | Centro Aziendale_I035_SapFlow | The datastream containing mesures of field Centro Aziendale by sensor I035 which measures sap flow velocity | None
Italy | Centro Aziendale | Field In Italy | 3.9945 | 8.6973 | I035 | A sensor for tree's overall health monitoring that collects radial growth, sap flux density, tree stability, air temperature and humidity and NDVI | ST07 | EUI_EQ_I035 | Yaw | Yaw | Rotation over X axis | Degrees | ° | Centro Aziendale_I035_Yaw | The datastream containing mesures of field Centro Aziendale by sensor I035 which measures yaw | None
Italy | Centro Aziendale | Field In Italy | 3.9945 | 8.6973 | I035 | A sensor for tree's overall health monitoring that collects radial growth, sap flux density, tree stability, air temperature and humidity and NDVI | ST07 | EUI_EQ_I035 | Pitch | Pitch | Rotation over Y axis | Degrees | ° | Centro Aziendale_I035_Pitch | The datastream containing mesures of field Centro Aziendale by sensor I035 which measures pitch | None
Italy | Centro Aziendale | Field In Italy | 3.9945 | 8.6973 | I035 | A sensor for tree's overall health monitoring that collects radial growth, sap flux density, tree stability, air temperature and humidity and NDVI | ST07 | EUI_EQ_I035 | Roll | Roll | Rotation over Z axis | Degrees | ° | Centro Aziendale_I035_Roll | The datastream containing mesures of field Centro Aziendale by sensor I035 which measures roll | None
Italy | Centro Aziendale | Field In Italy | 3.9945 | 8.6973 | I035 | A sensor for tree's overall health monitoring that collects radial growth, sap flux density, tree stability, air temperature and humidity and NDVI | ST07 | EUI_EQ_I035 | ambient_temperature | Air Temperature | The measure of the hotness or coldness of the air. | Degrees Celsius | ºC | Centro Aziendale_I035_ambient_temperature | The datastream containing mesures of field Centro Aziendale by sensor I035 which measures air temperature | None
Italy | Centro Aziendale | Field In Italy | 3.9945 | 8.6973 | I035 | A sensor for tree's overall health monitoring that collects radial growth, sap flux density, tree stability, air temperature and humidity and NDVI | ST07 | EUI_EQ_I035 | air_humidity | Air Humidity | The amount of moisture or water vapor present in the air, often expressed as a percentage of the maximum amount the air could hold at a given temperature. | Percentage | % | Centro Aziendale_I035_air_humidity | The datastream containing mesures of field Centro Aziendale by sensor I035 which measures humidity | None
Italy | Centro Aziendale | Field In Italy | 3.9945 | 8.6973 | I035 | A sensor for tree's overall health monitoring that collects radial growth, sap flux density, tree stability, air temperature and humidity and NDVI | ST07 | EUI_EQ_I035 | BatteryVoltage | Battery Voltage | The electrical potential in a battery, indicating its charge level. | Millivolts | mV | Centro Aziendale_I035_BatteryVoltage | The datastream containing mesures of field Centro Aziendale by sensor I035 which measures Battery Voltage | None
Italy | Centro Aziendale | Field In Italy | 3.9945 | 8.6973 | I036 | A sensor for tree's overall health monitoring that collects radial growth, sap flux density, tree stability, air temperature and humidity and NDVI | ST07 | EUI_EQ_I036 | Timestamp | Timestamp | UTC epoch time when the data were collected | Seconds | s | Centro Aziendale_I036_Timestamp | The datastream containing mesures of field Centro Aziendale by sensor I036 which measures Timestamp | None
Italy | Centro Aziendale | Field In Italy | 3.9945 | 8.6973 | I036 | A sensor for tree's overall health monitoring that collects radial growth, sap flux density, tree stability, air temperature and humidity and NDVI | ST07 | EUI_EQ_I036 | NDVI | NDVI | Normalized Difference Vegetation Index | - | - | Centro Aziendale_I036_NDVI | The datastream containing mesures of field Centro Aziendale by sensor I036 which measures NDVI | None
Italy | Centro Aziendale | Field In Italy | 3.9945 | 8.6973 | I036 | A sensor for tree's overall health monitoring that collects radial growth, sap flux density, tree stability, air temperature and humidity and NDVI | ST07 | EUI_EQ_I036 | RadialGrowth | Radial Growth | Differential measurement of trunk radial growth | Millimeters | mm | Centro Aziendale_I036_RadialGrowth | The datastream containing mesures of field Centro Aziendale by sensor I036 which measures radial growth | None
Italy | Centro Aziendale | Field In Italy | 3.9945 | 8.6973 | I036 | A sensor for tree's overall health monitoring that collects radial growth, sap flux density, tree stability, air temperature and humidity and NDVI | ST07 | EUI_EQ_I036 | SapFlow | Sap Flow Velocity | Sap velocity | Centimeter per Second | cm/h | Centro Aziendale_I036_SapFlow | The datastream containing mesures of field Centro Aziendale by sensor I036 which measures sap flow velocity | None
Italy | Centro Aziendale | Field In Italy | 3.9945 | 8.6973 | I036 | A sensor for tree's overall health monitoring that collects radial growth, sap flux density, tree stability, air temperature and humidity and NDVI | ST07 | EUI_EQ_I036 | Yaw | Yaw | Rotation over X axis | Degrees | ° | Centro Aziendale_I036_Yaw | The datastream containing mesures of field Centro Aziendale by sensor I036 which measures yaw | None
Italy | Centro Aziendale | Field In Italy | 3.9945 | 8.6973 | I036 | A sensor for tree's overall health monitoring that collects radial growth, sap flux density, tree stability, air temperature and humidity and NDVI | ST07 | EUI_EQ_I036 | Pitch | Pitch | Rotation over Y axis | Degrees | ° | Centro Aziendale_I036_Pitch | The datastream containing mesures of field Centro Aziendale by sensor I036 which measures pitch | None
Italy | Centro Aziendale | Field In Italy | 3.9945 | 8.6973 | I036 | A sensor for tree's overall health monitoring that collects radial growth, sap flux density, tree stability, air temperature and humidity and NDVI | ST07 | EUI_EQ_I036 | Roll | Roll | Rotation over Z axis | Degrees | ° | Centro Aziendale_I036_Roll | The datastream containing mesures of field Centro Aziendale by sensor I036 which measures roll | None
Italy | Centro Aziendale | Field In Italy | 3.9945 | 8.6973 | I036 | A sensor for tree's overall health monitoring that collects radial growth, sap flux density, tree stability, air temperature and humidity and NDVI | ST07 | EUI_EQ_I036 | ambient_temperature | Air Temperature | The measure of the hotness or coldness of the air. | Degrees Celsius | ºC | Centro Aziendale_I036_ambient_temperature | The datastream containing mesures of field Centro Aziendale by sensor I036 which measures air temperature | None
Italy | Centro Aziendale | Field In Italy | 3.9945 | 8.6973 | I036 | A sensor for tree's overall health monitoring that collects radial growth, sap flux density, tree stability, air temperature and humidity and NDVI | ST07 | EUI_EQ_I036 | air_humidity | Air Humidity | The amount of moisture or water vapor present in the air, often expressed as a percentage of the maximum amount the air could hold at a given temperature. | Percentage | % | Centro Aziendale_I036_air_humidity | The datastream containing mesures of field Centro Aziendale by sensor I036 which measures humidity | None
Italy | Centro Aziendale | Field In Italy | 3.9945 | 8.6973 | I036 | A sensor for tree's overall health monitoring that collects radial growth, sap flux density, tree stability, air temperature and humidity and NDVI | ST07 | EUI_EQ_I036 | BatteryVoltage | Battery Voltage | The electrical potential in a battery, indicating its charge level. | Millivolts | mV | Centro Aziendale_I036_BatteryVoltage | The datastream containing mesures of field Centro Aziendale by sensor I036 which measures Battery Voltage | None
Italy | Centro Aziendale | Field In Italy | 3.9945 | 8.6973 | I037 | A sensor for tree's overall health monitoring that collects radial growth, sap flux density, tree stability, air temperature and humidity and NDVI | ST07 | EUI_EQ_I037 | Timestamp | Timestamp | UTC epoch time when the data were collected | Seconds | s | Centro Aziendale_I037_Timestamp | The datastream containing mesures of field Centro Aziendale by sensor I037 which measures Timestamp | None
Italy | Centro Aziendale | Field In Italy | 3.9945 | 8.6973 | I037 | A sensor for tree's overall health monitoring that collects radial growth, sap flux density, tree stability, air temperature and humidity and NDVI | ST07 | EUI_EQ_I037 | NDVI | NDVI | Normalized Difference Vegetation Index | - | - | Centro Aziendale_I037_NDVI | The datastream containing mesures of field Centro Aziendale by sensor I037 which measures NDVI | None
Italy | Centro Aziendale | Field In Italy | 3.9945 | 8.6973 | I037 | A sensor for tree's overall health monitoring that collects radial growth, sap flux density, tree stability, air temperature and humidity and NDVI | ST07 | EUI_EQ_I037 | RadialGrowth | Radial Growth | Differential measurement of trunk radial growth | Millimeters | mm | Centro Aziendale_I037_RadialGrowth | The datastream containing mesures of field Centro Aziendale by sensor I037 which measures radial growth | None
Italy | Centro Aziendale | Field In Italy | 3.9945 | 8.6973 | I037 | A sensor for tree's overall health monitoring that collects radial growth, sap flux density, tree stability, air temperature and humidity and NDVI | ST07 | EUI_EQ_I037 | SapFlow | Sap Flow Velocity | Sap velocity | Centimeter per Second | cm/h | Centro Aziendale_I037_SapFlow | The datastream containing mesures of field Centro Aziendale by sensor I037 which measures sap flow velocity | None
Italy | Centro Aziendale | Field In Italy | 3.9945 | 8.6973 | I037 | A sensor for tree's overall health monitoring that collects radial growth, sap flux density, tree stability, air temperature and humidity and NDVI | ST07 | EUI_EQ_I037 | Yaw | Yaw | Rotation over X axis | Degrees | ° | Centro Aziendale_I037_Yaw | The datastream containing mesures of field Centro Aziendale by sensor I037 which measures yaw | None
Italy | Centro Aziendale | Field In Italy | 3.9945 | 8.6973 | I037 | A sensor for tree's overall health monitoring that collects radial growth, sap flux density, tree stability, air temperature and humidity and NDVI | ST07 | EUI_EQ_I037 | Pitch | Pitch | Rotation over Y axis | Degrees | ° | Centro Aziendale_I037_Pitch | The datastream containing mesures of field Centro Aziendale by sensor I037 which measures pitch | None
Italy | Centro Aziendale | Field In Italy | 3.9945 | 8.6973 | I037 | A sensor for tree's overall health monitoring that collects radial growth, sap flux density, tree stability, air temperature and humidity and NDVI | ST07 | EUI_EQ_I037 | Roll | Roll | Rotation over Z axis | Degrees | ° | Centro Aziendale_I037_Roll | The datastream containing mesures of field Centro Aziendale by sensor I037 which measures roll | None
Italy | Centro Aziendale | Field In Italy | 3.9945 | 8.6973 | I037 | A sensor for tree's overall health monitoring that collects radial growth, sap flux density, tree stability, air temperature and humidity and NDVI | ST07 | EUI_EQ_I037 | ambient_temperature | Air Temperature | The measure of the hotness or coldness of the air. | Degrees Celsius | ºC | Centro Aziendale_I037_ambient_temperature | The datastream containing mesures of field Centro Aziendale by sensor I037 which measures air temperature | None
Italy | Centro Aziendale | Field In Italy | 3.9945 | 8.6973 | I037 | A sensor for tree's overall health monitoring that collects radial growth, sap flux density, tree stability, air temperature and humidity and NDVI | ST07 | EUI_EQ_I037 | air_humidity | Air Humidity | The amount of moisture or water vapor present in the air, often expressed as a percentage of the maximum amount the air could hold at a given temperature. | Percentage | % | Centro Aziendale_I037_air_humidity | The datastream containing mesures of field Centro Aziendale by sensor I037 which measures humidity | None
Italy | Centro Aziendale | Field In Italy | 3.9945 | 8.6973 | I037 | A sensor for tree's overall health monitoring that collects radial growth, sap flux density, tree stability, air temperature and humidity and NDVI | ST07 | EUI_EQ_I037 | BatteryVoltage | Battery Voltage | The electrical potential in a battery, indicating its charge level. | Millivolts | mV | Centro Aziendale_I037_BatteryVoltage | The datastream containing mesures of field Centro Aziendale by sensor I037 which measures Battery Voltage | None
Italy | Centro Aziendale | Field In Italy | 3.9945 | 8.6973 | I038 | A sensor for tree's overall health monitoring that collects radial growth, sap flux density, tree stability, air temperature and humidity and NDVI | ST07 | EUI_EQ_I038 | Timestamp | Timestamp | UTC epoch time when the data were collected | Seconds | s | Centro Aziendale_I038_Timestamp | The datastream containing mesures of field Centro Aziendale by sensor I038 which measures Timestamp | None
Italy | Centro Aziendale | Field In Italy | 3.9945 | 8.6973 | I038 | A sensor for tree's overall health monitoring that collects radial growth, sap flux density, tree stability, air temperature and humidity and NDVI | ST07 | EUI_EQ_I038 | NDVI | NDVI | Normalized Difference Vegetation Index | - | - | Centro Aziendale_I038_NDVI | The datastream containing mesures of field Centro Aziendale by sensor I038 which measures NDVI | None
Italy | Centro Aziendale | Field In Italy | 3.9945 | 8.6973 | I038 | A sensor for tree's overall health monitoring that collects radial growth, sap flux density, tree stability, air temperature and humidity and NDVI | ST07 | EUI_EQ_I038 | RadialGrowth | Radial Growth | Differential measurement of trunk radial growth | Millimeters | mm | Centro Aziendale_I038_RadialGrowth | The datastream containing mesures of field Centro Aziendale by sensor I038 which measures radial growth | None
Italy | Centro Aziendale | Field In Italy | 3.9945 | 8.6973 | I038 | A sensor for tree's overall health monitoring that collects radial growth, sap flux density, tree stability, air temperature and humidity and NDVI | ST07 | EUI_EQ_I038 | SapFlow | Sap Flow Velocity | Sap velocity | Centimeter per Second | cm/h | Centro Aziendale_I038_SapFlow | The datastream containing mesures of field Centro Aziendale by sensor I038 which measures sap flow velocity | None
Italy | Centro Aziendale | Field In Italy | 3.9945 | 8.6973 | I038 | A sensor for tree's overall health monitoring that collects radial growth, sap flux density, tree stability, air temperature and humidity and NDVI | ST07 | EUI_EQ_I038 | Yaw | Yaw | Rotation over X axis | Degrees | ° | Centro Aziendale_I038_Yaw | The datastream containing mesures of field Centro Aziendale by sensor I038 which measures yaw | None
Italy | Centro Aziendale | Field In Italy | 3.9945 | 8.6973 | I038 | A sensor for tree's overall health monitoring that collects radial growth, sap flux density, tree stability, air temperature and humidity and NDVI | ST07 | EUI_EQ_I038 | Pitch | Pitch | Rotation over Y axis | Degrees | ° | Centro Aziendale_I038_Pitch | The datastream containing mesures of field Centro Aziendale by sensor I038 which measures pitch | None
Italy | Centro Aziendale | Field In Italy | 3.9945 | 8.6973 | I038 | A sensor for tree's overall health monitoring that collects radial growth, sap flux density, tree stability, air temperature and humidity and NDVI | ST07 | EUI_EQ_I038 | Roll | Roll | Rotation over Z axis | Degrees | ° | Centro Aziendale_I038_Roll | The datastream containing mesures of field Centro Aziendale by sensor I038 which measures roll | None
Italy | Centro Aziendale | Field In Italy | 3.9945 | 8.6973 | I038 | A sensor for tree's overall health monitoring that collects radial growth, sap flux density, tree stability, air temperature and humidity and NDVI | ST07 | EUI_EQ_I038 | ambient_temperature | Air Temperature | The measure of the hotness or coldness of the air. | Degrees Celsius | ºC | Centro Aziendale_I038_ambient_temperature | The datastream containing mesures of field Centro Aziendale by sensor I038 which measures air temperature | None
Italy | Centro Aziendale | Field In Italy | 3.9945 | 8.6973 | I038 | A sensor for tree's overall health monitoring that collects radial growth, sap flux density, tree stability, air temperature and humidity and NDVI | ST07 | EUI_EQ_I038 | air_humidity | Air Humidity | The amount of moisture or water vapor present in the air, often expressed as a percentage of the maximum amount the air could hold at a given temperature. | Percentage | % | Centro Aziendale_I038_air_humidity | The datastream containing mesures of field Centro Aziendale by sensor I038 which measures humidity | None
Italy | Centro Aziendale | Field In Italy | 3.9945 | 8.6973 | I038 | A sensor for tree's overall health monitoring that collects radial growth, sap flux density, tree stability, air temperature and humidity and NDVI | ST07 | EUI_EQ_I038 | BatteryVoltage | Battery Voltage | The electrical potential in a battery, indicating its charge level. | Millivolts | mV | Centro Aziendale_I038_BatteryVoltage | The datastream containing mesures of field Centro Aziendale by sensor I038 which measures Battery Voltage | None
Italy | Centro Aziendale | Field In Italy | 3.9945 | 8.6973 | I039 | A sensor for tree's overall health monitoring that collects radial growth, sap flux density, tree stability, air temperature and humidity and NDVI | ST07 | EUI_EQ_I039 | Timestamp | Timestamp | UTC epoch time when the data were collected | Seconds | s | Centro Aziendale_I039_Timestamp | The datastream containing mesures of field Centro Aziendale by sensor I039 which measures Timestamp | None
Italy | Centro Aziendale | Field In Italy | 3.9945 | 8.6973 | I039 | A sensor for tree's overall health monitoring that collects radial growth, sap flux density, tree stability, air temperature and humidity and NDVI | ST07 | EUI_EQ_I039 | NDVI | NDVI | Normalized Difference Vegetation Index | - | - | Centro Aziendale_I039_NDVI | The datastream containing mesures of field Centro Aziendale by sensor I039 which measures NDVI | None
Italy | Centro Aziendale | Field In Italy | 3.9945 | 8.6973 | I039 | A sensor for tree's overall health monitoring that collects radial growth, sap flux density, tree stability, air temperature and humidity and NDVI | ST07 | EUI_EQ_I039 | RadialGrowth | Radial Growth | Differential measurement of trunk radial growth | Millimeters | mm | Centro Aziendale_I039_RadialGrowth | The datastream containing mesures of field Centro Aziendale by sensor I039 which measures radial growth | None
Italy | Centro Aziendale | Field In Italy | 3.9945 | 8.6973 | I039 | A sensor for tree's overall health monitoring that collects radial growth, sap flux density, tree stability, air temperature and humidity and NDVI | ST07 | EUI_EQ_I039 | SapFlow | Sap Flow Velocity | Sap velocity | Centimeter per Second | cm/h | Centro Aziendale_I039_SapFlow | The datastream containing mesures of field Centro Aziendale by sensor I039 which measures sap flow velocity | None
Italy | Centro Aziendale | Field In Italy | 3.9945 | 8.6973 | I039 | A sensor for tree's overall health monitoring that collects radial growth, sap flux density, tree stability, air temperature and humidity and NDVI | ST07 | EUI_EQ_I039 | Yaw | Yaw | Rotation over X axis | Degrees | ° | Centro Aziendale_I039_Yaw | The datastream containing mesures of field Centro Aziendale by sensor I039 which measures yaw | None
Italy | Centro Aziendale | Field In Italy | 3.9945 | 8.6973 | I039 | A sensor for tree's overall health monitoring that collects radial growth, sap flux density, tree stability, air temperature and humidity and NDVI | ST07 | EUI_EQ_I039 | Pitch | Pitch | Rotation over Y axis | Degrees | ° | Centro Aziendale_I039_Pitch | The datastream containing mesures of field Centro Aziendale by sensor I039 which measures pitch | None
Italy | Centro Aziendale | Field In Italy | 3.9945 | 8.6973 | I039 | A sensor for tree's overall health monitoring that collects radial growth, sap flux density, tree stability, air temperature and humidity and NDVI | ST07 | EUI_EQ_I039 | Roll | Roll | Rotation over Z axis | Degrees | ° | Centro Aziendale_I039_Roll | The datastream containing mesures of field Centro Aziendale by sensor I039 which measures roll | None
Italy | Centro Aziendale | Field In Italy | 3.9945 | 8.6973 | I039 | A sensor for tree's overall health monitoring that collects radial growth, sap flux density, tree stability, air temperature and humidity and NDVI | ST07 | EUI_EQ_I039 | ambient_temperature | Air Temperature | The measure of the hotness or coldness of the air. | Degrees Celsius | ºC | Centro Aziendale_I039_ambient_temperature | The datastream containing mesures of field Centro Aziendale by sensor I039 which measures air temperature | None
Italy | Centro Aziendale | Field In Italy | 3.9945 | 8.6973 | I039 | A sensor for tree's overall health monitoring that collects radial growth, sap flux density, tree stability, air temperature and humidity and NDVI | ST07 | EUI_EQ_I039 | air_humidity | Air Humidity | The amount of moisture or water vapor present in the air, often expressed as a percentage of the maximum amount the air could hold at a given temperature. | Percentage | % | Centro Aziendale_I039_air_humidity | The datastream containing mesures of field Centro Aziendale by sensor I039 which measures humidity | None
Italy | Centro Aziendale | Field In Italy | 3.9945 | 8.6973 | I039 | A sensor for tree's overall health monitoring that collects radial growth, sap flux density, tree stability, air temperature and humidity and NDVI | ST07 | EUI_EQ_I039 | BatteryVoltage | Battery Voltage | The electrical potential in a battery, indicating its charge level. | Millivolts | mV | Centro Aziendale_I039_BatteryVoltage | The datastream containing mesures of field Centro Aziendale by sensor I039 which measures Battery Voltage | None
Italy | Centro Aziendale | Field In Italy | 3.9945 | 8.6973 | I040 | A sensor for tree's overall health monitoring that collects radial growth, sap flux density, tree stability, air temperature and humidity and NDVI | ST07 | EUI_EQ_I040 | Timestamp | Timestamp | UTC epoch time when the data were collected | Seconds | s | Centro Aziendale_I040_Timestamp | The datastream containing mesures of field Centro Aziendale by sensor I040 which measures Timestamp | None
Italy | Centro Aziendale | Field In Italy | 3.9945 | 8.6973 | I040 | A sensor for tree's overall health monitoring that collects radial growth, sap flux density, tree stability, air temperature and humidity and NDVI | ST07 | EUI_EQ_I040 | NDVI | NDVI | Normalized Difference Vegetation Index | - | - | Centro Aziendale_I040_NDVI | The datastream containing mesures of field Centro Aziendale by sensor I040 which measures NDVI | None
Italy | Centro Aziendale | Field In Italy | 3.9945 | 8.6973 | I040 | A sensor for tree's overall health monitoring that collects radial growth, sap flux density, tree stability, air temperature and humidity and NDVI | ST07 | EUI_EQ_I040 | RadialGrowth | Radial Growth | Differential measurement of trunk radial growth | Millimeters | mm | Centro Aziendale_I040_RadialGrowth | The datastream containing mesures of field Centro Aziendale by sensor I040 which measures radial growth | None
Italy | Centro Aziendale | Field In Italy | 3.9945 | 8.6973 | I040 | A sensor for tree's overall health monitoring that collects radial growth, sap flux density, tree stability, air temperature and humidity and NDVI | ST07 | EUI_EQ_I040 | SapFlow | Sap Flow Velocity | Sap velocity | Centimeter per Second | cm/h | Centro Aziendale_I040_SapFlow | The datastream containing mesures of field Centro Aziendale by sensor I040 which measures sap flow velocity | None
Italy | Centro Aziendale | Field In Italy | 3.9945 | 8.6973 | I040 | A sensor for tree's overall health monitoring that collects radial growth, sap flux density, tree stability, air temperature and humidity and NDVI | ST07 | EUI_EQ_I040 | Yaw | Yaw | Rotation over X axis | Degrees | ° | Centro Aziendale_I040_Yaw | The datastream containing mesures of field Centro Aziendale by sensor I040 which measures yaw | None
Italy | Centro Aziendale | Field In Italy | 3.9945 | 8.6973 | I040 | A sensor for tree's overall health monitoring that collects radial growth, sap flux density, tree stability, air temperature and humidity and NDVI | ST07 | EUI_EQ_I040 | Pitch | Pitch | Rotation over Y axis | Degrees | ° | Centro Aziendale_I040_Pitch | The datastream containing mesures of field Centro Aziendale by sensor I040 which measures pitch | None
Italy | Centro Aziendale | Field In Italy | 3.9945 | 8.6973 | I040 | A sensor for tree's overall health monitoring that collects radial growth, sap flux density, tree stability, air temperature and humidity and NDVI | ST07 | EUI_EQ_I040 | Roll | Roll | Rotation over Z axis | Degrees | ° | Centro Aziendale_I040_Roll | The datastream containing mesures of field Centro Aziendale by sensor I040 which measures roll | None
Italy | Centro Aziendale | Field In Italy | 3.9945 | 8.6973 | I040 | A sensor for tree's overall health monitoring that collects radial growth, sap flux density, tree stability, air temperature and humidity and NDVI | ST07 | EUI_EQ_I040 | ambient_temperature | Air Temperature | The measure of the hotness or coldness of the air. | Degrees Celsius | ºC | Centro Aziendale_I040_ambient_temperature | The datastream containing mesures of field Centro Aziendale by sensor I040 which measures air temperature | None
Italy | Centro Aziendale | Field In Italy | 3.9945 | 8.6973 | I040 | A sensor for tree's overall health monitoring that collects radial growth, sap flux density, tree stability, air temperature and humidity and NDVI | ST07 | EUI_EQ_I040 | air_humidity | Air Humidity | The amount of moisture or water vapor present in the air, often expressed as a percentage of the maximum amount the air could hold at a given temperature. | Percentage | % | Centro Aziendale_I040_air_humidity | The datastream containing mesures of field Centro Aziendale by sensor I040 which measures humidity | None
Italy | Centro Aziendale | Field In Italy | 3.9945 | 8.6973 | I040 | A sensor for tree's overall health monitoring that collects radial growth, sap flux density, tree stability, air temperature and humidity and NDVI | ST07 | EUI_EQ_I040 | BatteryVoltage | Battery Voltage | The electrical potential in a battery, indicating its charge level. | Millivolts | mV | Centro Aziendale_I040_BatteryVoltage | The datastream containing mesures of field Centro Aziendale by sensor I040 which measures Battery Voltage | None
Italy | Centro Aziendale | Field In Italy | 3.9945 | 8.6973 | I041 | A sensor for tree's overall health monitoring that collects radial growth, sap flux density, tree stability, air temperature and humidity and NDVI | ST07 | EUI_EQ_I041 | Timestamp | Timestamp | UTC epoch time when the data were collected | Seconds | s | Centro Aziendale_I041_Timestamp | The datastream containing mesures of field Centro Aziendale by sensor I041 which measures Timestamp | None
Italy | Centro Aziendale | Field In Italy | 3.9945 | 8.6973 | I041 | A sensor for tree's overall health monitoring that collects radial growth, sap flux density, tree stability, air temperature and humidity and NDVI | ST07 | EUI_EQ_I041 | NDVI | NDVI | Normalized Difference Vegetation Index | - | - | Centro Aziendale_I041_NDVI | The datastream containing mesures of field Centro Aziendale by sensor I041 which measures NDVI | None
Italy | Centro Aziendale | Field In Italy | 3.9945 | 8.6973 | I041 | A sensor for tree's overall health monitoring that collects radial growth, sap flux density, tree stability, air temperature and humidity and NDVI | ST07 | EUI_EQ_I041 | RadialGrowth | Radial Growth | Differential measurement of trunk radial growth | Millimeters | mm | Centro Aziendale_I041_RadialGrowth | The datastream containing mesures of field Centro Aziendale by sensor I041 which measures radial growth | None
Italy | Centro Aziendale | Field In Italy | 3.9945 | 8.6973 | I041 | A sensor for tree's overall health monitoring that collects radial growth, sap flux density, tree stability, air temperature and humidity and NDVI | ST07 | EUI_EQ_I041 | SapFlow | Sap Flow Velocity | Sap velocity | Centimeter per Second | cm/h | Centro Aziendale_I041_SapFlow | The datastream containing mesures of field Centro Aziendale by sensor I041 which measures sap flow velocity | None
Italy | Centro Aziendale | Field In Italy | 3.9945 | 8.6973 | I041 | A sensor for tree's overall health monitoring that collects radial growth, sap flux density, tree stability, air temperature and humidity and NDVI | ST07 | EUI_EQ_I041 | Yaw | Yaw | Rotation over X axis | Degrees | ° | Centro Aziendale_I041_Yaw | The datastream containing mesures of field Centro Aziendale by sensor I041 which measures yaw | None
Italy | Centro Aziendale | Field In Italy | 3.9945 | 8.6973 | I041 | A sensor for tree's overall health monitoring that collects radial growth, sap flux density, tree stability, air temperature and humidity and NDVI | ST07 | EUI_EQ_I041 | Pitch | Pitch | Rotation over Y axis | Degrees | ° | Centro Aziendale_I041_Pitch | The datastream containing mesures of field Centro Aziendale by sensor I041 which measures pitch | None
Italy | Centro Aziendale | Field In Italy | 3.9945 | 8.6973 | I041 | A sensor for tree's overall health monitoring that collects radial growth, sap flux density, tree stability, air temperature and humidity and NDVI | ST07 | EUI_EQ_I041 | Roll | Roll | Rotation over Z axis | Degrees | ° | Centro Aziendale_I041_Roll | The datastream containing mesures of field Centro Aziendale by sensor I041 which measures roll | None
Italy | Centro Aziendale | Field In Italy | 3.9945 | 8.6973 | I041 | A sensor for tree's overall health monitoring that collects radial growth, sap flux density, tree stability, air temperature and humidity and NDVI | ST07 | EUI_EQ_I041 | ambient_temperature | Air Temperature | The measure of the hotness or coldness of the air. | Degrees Celsius | ºC | Centro Aziendale_I041_ambient_temperature | The datastream containing mesures of field Centro Aziendale by sensor I041 which measures air temperature | None
Italy | Centro Aziendale | Field In Italy | 3.9945 | 8.6973 | I041 | A sensor for tree's overall health monitoring that collects radial growth, sap flux density, tree stability, air temperature and humidity and NDVI | ST07 | EUI_EQ_I041 | air_humidity | Air Humidity | The amount of moisture or water vapor present in the air, often expressed as a percentage of the maximum amount the air could hold at a given temperature. | Percentage | % | Centro Aziendale_I041_air_humidity | The datastream containing mesures of field Centro Aziendale by sensor I041 which measures humidity | None
Italy | Centro Aziendale | Field In Italy | 3.9945 | 8.6973 | I041 | A sensor for tree's overall health monitoring that collects radial growth, sap flux density, tree stability, air temperature and humidity and NDVI | ST07 | EUI_EQ_I041 | BatteryVoltage | Battery Voltage | The electrical potential in a battery, indicating its charge level. | Millivolts | mV | Centro Aziendale_I041_BatteryVoltage | The datastream containing mesures of field Centro Aziendale by sensor I041 which measures Battery Voltage | None
Italy | Centro Aziendale | Field In Italy | 3.9945 | 8.6973 | I042 | A sensor for tree's overall health monitoring that collects radial growth, sap flux density, tree stability, air temperature and humidity and NDVI | ST07 | EUI_EQ_I042 | Timestamp | Timestamp | UTC epoch time when the data were collected | Seconds | s | Centro Aziendale_I042_Timestamp | The datastream containing mesures of field Centro Aziendale by sensor I042 which measures Timestamp | None
Italy | Centro Aziendale | Field In Italy | 3.9945 | 8.6973 | I042 | A sensor for tree's overall health monitoring that collects radial growth, sap flux density, tree stability, air temperature and humidity and NDVI | ST07 | EUI_EQ_I042 | NDVI | NDVI | Normalized Difference Vegetation Index | - | - | Centro Aziendale_I042_NDVI | The datastream containing mesures of field Centro Aziendale by sensor I042 which measures NDVI | None
Italy | Centro Aziendale | Field In Italy | 3.9945 | 8.6973 | I042 | A sensor for tree's overall health monitoring that collects radial growth, sap flux density, tree stability, air temperature and humidity and NDVI | ST07 | EUI_EQ_I042 | RadialGrowth | Radial Growth | Differential measurement of trunk radial growth | Millimeters | mm | Centro Aziendale_I042_RadialGrowth | The datastream containing mesures of field Centro Aziendale by sensor I042 which measures radial growth | None
Italy | Centro Aziendale | Field In Italy | 3.9945 | 8.6973 | I042 | A sensor for tree's overall health monitoring that collects radial growth, sap flux density, tree stability, air temperature and humidity and NDVI | ST07 | EUI_EQ_I042 | SapFlow | Sap Flow Velocity | Sap velocity | Centimeter per Second | cm/h | Centro Aziendale_I042_SapFlow | The datastream containing mesures of field Centro Aziendale by sensor I042 which measures sap flow velocity | None
Italy | Centro Aziendale | Field In Italy | 3.9945 | 8.6973 | I042 | A sensor for tree's overall health monitoring that collects radial growth, sap flux density, tree stability, air temperature and humidity and NDVI | ST07 | EUI_EQ_I042 | Yaw | Yaw | Rotation over X axis | Degrees | ° | Centro Aziendale_I042_Yaw | The datastream containing mesures of field Centro Aziendale by sensor I042 which measures yaw | None
Italy | Centro Aziendale | Field In Italy | 3.9945 | 8.6973 | I042 | A sensor for tree's overall health monitoring that collects radial growth, sap flux density, tree stability, air temperature and humidity and NDVI | ST07 | EUI_EQ_I042 | Pitch | Pitch | Rotation over Y axis | Degrees | ° | Centro Aziendale_I042_Pitch | The datastream containing mesures of field Centro Aziendale by sensor I042 which measures pitch | None
Italy | Centro Aziendale | Field In Italy | 3.9945 | 8.6973 | I042 | A sensor for tree's overall health monitoring that collects radial growth, sap flux density, tree stability, air temperature and humidity and NDVI | ST07 | EUI_EQ_I042 | Roll | Roll | Rotation over Z axis | Degrees | ° | Centro Aziendale_I042_Roll | The datastream containing mesures of field Centro Aziendale by sensor I042 which measures roll | None
Italy | Centro Aziendale | Field In Italy | 3.9945 | 8.6973 | I042 | A sensor for tree's overall health monitoring that collects radial growth, sap flux density, tree stability, air temperature and humidity and NDVI | ST07 | EUI_EQ_I042 | ambient_temperature | Air Temperature | The measure of the hotness or coldness of the air. | Degrees Celsius | ºC | Centro Aziendale_I042_ambient_temperature | The datastream containing mesures of field Centro Aziendale by sensor I042 which measures air temperature | None
Italy | Centro Aziendale | Field In Italy | 3.9945 | 8.6973 | I042 | A sensor for tree's overall health monitoring that collects radial growth, sap flux density, tree stability, air temperature and humidity and NDVI | ST07 | EUI_EQ_I042 | air_humidity | Air Humidity | The amount of moisture or water vapor present in the air, often expressed as a percentage of the maximum amount the air could hold at a given temperature. | Percentage | % | Centro Aziendale_I042_air_humidity | The datastream containing mesures of field Centro Aziendale by sensor I042 which measures humidity | None
Italy | Centro Aziendale | Field In Italy | 3.9945 | 8.6973 | I042 | A sensor for tree's overall health monitoring that collects radial growth, sap flux density, tree stability, air temperature and humidity and NDVI | ST07 | EUI_EQ_I042 | BatteryVoltage | Battery Voltage | The electrical potential in a battery, indicating its charge level. | Millivolts | mV | Centro Aziendale_I042_BatteryVoltage | The datastream containing mesures of field Centro Aziendale by sensor I042 which measures Battery Voltage | None
Italy | Centro Aziendale | Field In Italy | 3.9945 | 8.6973 | I043 | A sensor for tree's overall health monitoring that collects radial growth, sap flux density, tree stability, air temperature and humidity and NDVI | ST07 | EUI_EQ_I043 | Timestamp | Timestamp | UTC epoch time when the data were collected | Seconds | s | Centro Aziendale_I043_Timestamp | The datastream containing mesures of field Centro Aziendale by sensor I043 which measures Timestamp | None
Italy | Centro Aziendale | Field In Italy | 3.9945 | 8.6973 | I043 | A sensor for tree's overall health monitoring that collects radial growth, sap flux density, tree stability, air temperature and humidity and NDVI | ST07 | EUI_EQ_I043 | NDVI | NDVI | Normalized Difference Vegetation Index | - | - | Centro Aziendale_I043_NDVI | The datastream containing mesures of field Centro Aziendale by sensor I043 which measures NDVI | None
Italy | Centro Aziendale | Field In Italy | 3.9945 | 8.6973 | I043 | A sensor for tree's overall health monitoring that collects radial growth, sap flux density, tree stability, air temperature and humidity and NDVI | ST07 | EUI_EQ_I043 | RadialGrowth | Radial Growth | Differential measurement of trunk radial growth | Millimeters | mm | Centro Aziendale_I043_RadialGrowth | The datastream containing mesures of field Centro Aziendale by sensor I043 which measures radial growth | None
Italy | Centro Aziendale | Field In Italy | 3.9945 | 8.6973 | I043 | A sensor for tree's overall health monitoring that collects radial growth, sap flux density, tree stability, air temperature and humidity and NDVI | ST07 | EUI_EQ_I043 | SapFlow | Sap Flow Velocity | Sap velocity | Centimeter per Second | cm/h | Centro Aziendale_I043_SapFlow | The datastream containing mesures of field Centro Aziendale by sensor I043 which measures sap flow velocity | None
Italy | Centro Aziendale | Field In Italy | 3.9945 | 8.6973 | I043 | A sensor for tree's overall health monitoring that collects radial growth, sap flux density, tree stability, air temperature and humidity and NDVI | ST07 | EUI_EQ_I043 | Yaw | Yaw | Rotation over X axis | Degrees | ° | Centro Aziendale_I043_Yaw | The datastream containing mesures of field Centro Aziendale by sensor I043 which measures yaw | None
Italy | Centro Aziendale | Field In Italy | 3.9945 | 8.6973 | I043 | A sensor for tree's overall health monitoring that collects radial growth, sap flux density, tree stability, air temperature and humidity and NDVI | ST07 | EUI_EQ_I043 | Pitch | Pitch | Rotation over Y axis | Degrees | ° | Centro Aziendale_I043_Pitch | The datastream containing mesures of field Centro Aziendale by sensor I043 which measures pitch | None
Italy | Centro Aziendale | Field In Italy | 3.9945 | 8.6973 | I043 | A sensor for tree's overall health monitoring that collects radial growth, sap flux density, tree stability, air temperature and humidity and NDVI | ST07 | EUI_EQ_I043 | Roll | Roll | Rotation over Z axis | Degrees | ° | Centro Aziendale_I043_Roll | The datastream containing mesures of field Centro Aziendale by sensor I043 which measures roll | None
Italy | Centro Aziendale | Field In Italy | 3.9945 | 8.6973 | I043 | A sensor for tree's overall health monitoring that collects radial growth, sap flux density, tree stability, air temperature and humidity and NDVI | ST07 | EUI_EQ_I043 | ambient_temperature | Air Temperature | The measure of the hotness or coldness of the air. | Degrees Celsius | ºC | Centro Aziendale_I043_ambient_temperature | The datastream containing mesures of field Centro Aziendale by sensor I043 which measures air temperature | None
Italy | Centro Aziendale | Field In Italy | 3.9945 | 8.6973 | I043 | A sensor for tree's overall health monitoring that collects radial growth, sap flux density, tree stability, air temperature and humidity and NDVI | ST07 | EUI_EQ_I043 | air_humidity | Air Humidity | The amount of moisture or water vapor present in the air, often expressed as a percentage of the maximum amount the air could hold at a given temperature. | Percentage | % | Centro Aziendale_I043_air_humidity | The datastream containing mesures of field Centro Aziendale by sensor I043 which measures humidity | None
Italy | Centro Aziendale | Field In Italy | 3.9945 | 8.6973 | I043 | A sensor for tree's overall health monitoring that collects radial growth, sap flux density, tree stability, air temperature and humidity and NDVI | ST07 | EUI_EQ_I043 | BatteryVoltage | Battery Voltage | The electrical potential in a battery, indicating its charge level. | Millivolts | mV | Centro Aziendale_I043_BatteryVoltage | The datastream containing mesures of field Centro Aziendale by sensor I043 which measures Battery Voltage | None
Italy | Centro Aziendale | Field In Italy | 3.9945 | 8.6973 | I044 | A sensor for tree's overall health monitoring that collects radial growth, sap flux density, tree stability, air temperature and humidity and NDVI | ST07 | EUI_EQ_I044 | Timestamp | Timestamp | UTC epoch time when the data were collected | Seconds | s | Centro Aziendale_I044_Timestamp | The datastream containing mesures of field Centro Aziendale by sensor I044 which measures Timestamp | None
Italy | Centro Aziendale | Field In Italy | 3.9945 | 8.6973 | I044 | A sensor for tree's overall health monitoring that collects radial growth, sap flux density, tree stability, air temperature and humidity and NDVI | ST07 | EUI_EQ_I044 | NDVI | NDVI | Normalized Difference Vegetation Index | - | - | Centro Aziendale_I044_NDVI | The datastream containing mesures of field Centro Aziendale by sensor I044 which measures NDVI | None
Italy | Centro Aziendale | Field In Italy | 3.9945 | 8.6973 | I044 | A sensor for tree's overall health monitoring that collects radial growth, sap flux density, tree stability, air temperature and humidity and NDVI | ST07 | EUI_EQ_I044 | RadialGrowth | Radial Growth | Differential measurement of trunk radial growth | Millimeters | mm | Centro Aziendale_I044_RadialGrowth | The datastream containing mesures of field Centro Aziendale by sensor I044 which measures radial growth | None
Italy | Centro Aziendale | Field In Italy | 3.9945 | 8.6973 | I044 | A sensor for tree's overall health monitoring that collects radial growth, sap flux density, tree stability, air temperature and humidity and NDVI | ST07 | EUI_EQ_I044 | SapFlow | Sap Flow Velocity | Sap velocity | Centimeter per Second | cm/h | Centro Aziendale_I044_SapFlow | The datastream containing mesures of field Centro Aziendale by sensor I044 which measures sap flow velocity | None
Italy | Centro Aziendale | Field In Italy | 3.9945 | 8.6973 | I044 | A sensor for tree's overall health monitoring that collects radial growth, sap flux density, tree stability, air temperature and humidity and NDVI | ST07 | EUI_EQ_I044 | Yaw | Yaw | Rotation over X axis | Degrees | ° | Centro Aziendale_I044_Yaw | The datastream containing mesures of field Centro Aziendale by sensor I044 which measures yaw | None
Italy | Centro Aziendale | Field In Italy | 3.9945 | 8.6973 | I044 | A sensor for tree's overall health monitoring that collects radial growth, sap flux density, tree stability, air temperature and humidity and NDVI | ST07 | EUI_EQ_I044 | Pitch | Pitch | Rotation over Y axis | Degrees | ° | Centro Aziendale_I044_Pitch | The datastream containing mesures of field Centro Aziendale by sensor I044 which measures pitch | None
Italy | Centro Aziendale | Field In Italy | 3.9945 | 8.6973 | I044 | A sensor for tree's overall health monitoring that collects radial growth, sap flux density, tree stability, air temperature and humidity and NDVI | ST07 | EUI_EQ_I044 | Roll | Roll | Rotation over Z axis | Degrees | ° | Centro Aziendale_I044_Roll | The datastream containing mesures of field Centro Aziendale by sensor I044 which measures roll | None
Italy | Centro Aziendale | Field In Italy | 3.9945 | 8.6973 | I044 | A sensor for tree's overall health monitoring that collects radial growth, sap flux density, tree stability, air temperature and humidity and NDVI | ST07 | EUI_EQ_I044 | ambient_temperature | Air Temperature | The measure of the hotness or coldness of the air. | Degrees Celsius | ºC | Centro Aziendale_I044_ambient_temperature | The datastream containing mesures of field Centro Aziendale by sensor I044 which measures air temperature | None
Italy | Centro Aziendale | Field In Italy | 3.9945 | 8.6973 | I044 | A sensor for tree's overall health monitoring that collects radial growth, sap flux density, tree stability, air temperature and humidity and NDVI | ST07 | EUI_EQ_I044 | air_humidity | Air Humidity | The amount of moisture or water vapor present in the air, often expressed as a percentage of the maximum amount the air could hold at a given temperature. | Percentage | % | Centro Aziendale_I044_air_humidity | The datastream containing mesures of field Centro Aziendale by sensor I044 which measures humidity | None
Italy | Centro Aziendale | Field In Italy | 3.9945 | 8.6973 | I044 | A sensor for tree's overall health monitoring that collects radial growth, sap flux density, tree stability, air temperature and humidity and NDVI | ST07 | EUI_EQ_I044 | BatteryVoltage | Battery Voltage | The electrical potential in a battery, indicating its charge level. | Millivolts | mV | Centro Aziendale_I044_BatteryVoltage | The datastream containing mesures of field Centro Aziendale by sensor I044 which measures Battery Voltage | None
Italy | Centro Aziendale | Field In Italy | 3.9945 | 8.6973 | I045 | A sensor for tree's overall health monitoring that collects radial growth, sap flux density, tree stability, air temperature and humidity and NDVI | ST07 | EUI_EQ_I045 | Timestamp | Timestamp | UTC epoch time when the data were collected | Seconds | s | Centro Aziendale_I045_Timestamp | The datastream containing mesures of field Centro Aziendale by sensor I045 which measures Timestamp | None
Italy | Centro Aziendale | Field In Italy | 3.9945 | 8.6973 | I045 | A sensor for tree's overall health monitoring that collects radial growth, sap flux density, tree stability, air temperature and humidity and NDVI | ST07 | EUI_EQ_I045 | NDVI | NDVI | Normalized Difference Vegetation Index | - | - | Centro Aziendale_I045_NDVI | The datastream containing mesures of field Centro Aziendale by sensor I045 which measures NDVI | None
Italy | Centro Aziendale | Field In Italy | 3.9945 | 8.6973 | I045 | A sensor for tree's overall health monitoring that collects radial growth, sap flux density, tree stability, air temperature and humidity and NDVI | ST07 | EUI_EQ_I045 | RadialGrowth | Radial Growth | Differential measurement of trunk radial growth | Millimeters | mm | Centro Aziendale_I045_RadialGrowth | The datastream containing mesures of field Centro Aziendale by sensor I045 which measures radial growth | None
Italy | Centro Aziendale | Field In Italy | 3.9945 | 8.6973 | I045 | A sensor for tree's overall health monitoring that collects radial growth, sap flux density, tree stability, air temperature and humidity and NDVI | ST07 | EUI_EQ_I045 | SapFlow | Sap Flow Velocity | Sap velocity | Centimeter per Second | cm/h | Centro Aziendale_I045_SapFlow | The datastream containing mesures of field Centro Aziendale by sensor I045 which measures sap flow velocity | None
Italy | Centro Aziendale | Field In Italy | 3.9945 | 8.6973 | I045 | A sensor for tree's overall health monitoring that collects radial growth, sap flux density, tree stability, air temperature and humidity and NDVI | ST07 | EUI_EQ_I045 | Yaw | Yaw | Rotation over X axis | Degrees | ° | Centro Aziendale_I045_Yaw | The datastream containing mesures of field Centro Aziendale by sensor I045 which measures yaw | None
Italy | Centro Aziendale | Field In Italy | 3.9945 | 8.6973 | I045 | A sensor for tree's overall health monitoring that collects radial growth, sap flux density, tree stability, air temperature and humidity and NDVI | ST07 | EUI_EQ_I045 | Pitch | Pitch | Rotation over Y axis | Degrees | ° | Centro Aziendale_I045_Pitch | The datastream containing mesures of field Centro Aziendale by sensor I045 which measures pitch | None
Italy | Centro Aziendale | Field In Italy | 3.9945 | 8.6973 | I045 | A sensor for tree's overall health monitoring that collects radial growth, sap flux density, tree stability, air temperature and humidity and NDVI | ST07 | EUI_EQ_I045 | Roll | Roll | Rotation over Z axis | Degrees | ° | Centro Aziendale_I045_Roll | The datastream containing mesures of field Centro Aziendale by sensor I045 which measures roll | None
Italy | Centro Aziendale | Field In Italy | 3.9945 | 8.6973 | I045 | A sensor for tree's overall health monitoring that collects radial growth, sap flux density, tree stability, air temperature and humidity and NDVI | ST07 | EUI_EQ_I045 | ambient_temperature | Air Temperature | The measure of the hotness or coldness of the air. | Degrees Celsius | ºC | Centro Aziendale_I045_ambient_temperature | The datastream containing mesures of field Centro Aziendale by sensor I045 which measures air temperature | None
Italy | Centro Aziendale | Field In Italy | 3.9945 | 8.6973 | I045 | A sensor for tree's overall health monitoring that collects radial growth, sap flux density, tree stability, air temperature and humidity and NDVI | ST07 | EUI_EQ_I045 | air_humidity | Air Humidity | The amount of moisture or water vapor present in the air, often expressed as a percentage of the maximum amount the air could hold at a given temperature. | Percentage | % | Centro Aziendale_I045_air_humidity | The datastream containing mesures of field Centro Aziendale by sensor I045 which measures humidity | None
Italy | Centro Aziendale | Field In Italy | 3.9945 | 8.6973 | I045 | A sensor for tree's overall health monitoring that collects radial growth, sap flux density, tree stability, air temperature and humidity and NDVI | ST07 | EUI_EQ_I045 | BatteryVoltage | Battery Voltage | The electrical potential in a battery, indicating its charge level. | Millivolts | mV | Centro Aziendale_I045_BatteryVoltage | The datastream containing mesures of field Centro Aziendale by sensor I045 which measures Battery Voltage | None
Italy | Centro Aziendale | Field In Italy | 3.9945 | 8.6973 | I046 | A sensor for tree's overall health monitoring that collects radial growth, sap flux density, tree stability, air temperature and humidity and NDVI | ST07 | EUI_EQ_I046 | Timestamp | Timestamp | UTC epoch time when the data were collected | Seconds | s | Centro Aziendale_I046_Timestamp | The datastream containing mesures of field Centro Aziendale by sensor I046 which measures Timestamp | None
Italy | Centro Aziendale | Field In Italy | 3.9945 | 8.6973 | I046 | A sensor for tree's overall health monitoring that collects radial growth, sap flux density, tree stability, air temperature and humidity and NDVI | ST07 | EUI_EQ_I046 | NDVI | NDVI | Normalized Difference Vegetation Index | - | - | Centro Aziendale_I046_NDVI | The datastream containing mesures of field Centro Aziendale by sensor I046 which measures NDVI | None
Italy | Centro Aziendale | Field In Italy | 3.9945 | 8.6973 | I046 | A sensor for tree's overall health monitoring that collects radial growth, sap flux density, tree stability, air temperature and humidity and NDVI | ST07 | EUI_EQ_I046 | RadialGrowth | Radial Growth | Differential measurement of trunk radial growth | Millimeters | mm | Centro Aziendale_I046_RadialGrowth | The datastream containing mesures of field Centro Aziendale by sensor I046 which measures radial growth | None
Italy | Centro Aziendale | Field In Italy | 3.9945 | 8.6973 | I046 | A sensor for tree's overall health monitoring that collects radial growth, sap flux density, tree stability, air temperature and humidity and NDVI | ST07 | EUI_EQ_I046 | SapFlow | Sap Flow Velocity | Sap velocity | Centimeter per Second | cm/h | Centro Aziendale_I046_SapFlow | The datastream containing mesures of field Centro Aziendale by sensor I046 which measures sap flow velocity | None
Italy | Centro Aziendale | Field In Italy | 3.9945 | 8.6973 | I046 | A sensor for tree's overall health monitoring that collects radial growth, sap flux density, tree stability, air temperature and humidity and NDVI | ST07 | EUI_EQ_I046 | Yaw | Yaw | Rotation over X axis | Degrees | ° | Centro Aziendale_I046_Yaw | The datastream containing mesures of field Centro Aziendale by sensor I046 which measures yaw | None
Italy | Centro Aziendale | Field In Italy | 3.9945 | 8.6973 | I046 | A sensor for tree's overall health monitoring that collects radial growth, sap flux density, tree stability, air temperature and humidity and NDVI | ST07 | EUI_EQ_I046 | Pitch | Pitch | Rotation over Y axis | Degrees | ° | Centro Aziendale_I046_Pitch | The datastream containing mesures of field Centro Aziendale by sensor I046 which measures pitch | None
Italy | Centro Aziendale | Field In Italy | 3.9945 | 8.6973 | I046 | A sensor for tree's overall health monitoring that collects radial growth, sap flux density, tree stability, air temperature and humidity and NDVI | ST07 | EUI_EQ_I046 | Roll | Roll | Rotation over Z axis | Degrees | ° | Centro Aziendale_I046_Roll | The datastream containing mesures of field Centro Aziendale by sensor I046 which measures roll | None
Italy | Centro Aziendale | Field In Italy | 3.9945 | 8.6973 | I046 | A sensor for tree's overall health monitoring that collects radial growth, sap flux density, tree stability, air temperature and humidity and NDVI | ST07 | EUI_EQ_I046 | ambient_temperature | Air Temperature | The measure of the hotness or coldness of the air. | Degrees Celsius | ºC | Centro Aziendale_I046_ambient_temperature | The datastream containing mesures of field Centro Aziendale by sensor I046 which measures air temperature | None
Italy | Centro Aziendale | Field In Italy | 3.9945 | 8.6973 | I046 | A sensor for tree's overall health monitoring that collects radial growth, sap flux density, tree stability, air temperature and humidity and NDVI | ST07 | EUI_EQ_I046 | air_humidity | Air Humidity | The amount of moisture or water vapor present in the air, often expressed as a percentage of the maximum amount the air could hold at a given temperature. | Percentage | % | Centro Aziendale_I046_air_humidity | The datastream containing mesures of field Centro Aziendale by sensor I046 which measures humidity | None
Italy | Centro Aziendale | Field In Italy | 3.9945 | 8.6973 | I046 | A sensor for tree's overall health monitoring that collects radial growth, sap flux density, tree stability, air temperature and humidity and NDVI | ST07 | EUI_EQ_I046 | BatteryVoltage | Battery Voltage | The electrical potential in a battery, indicating its charge level. | Millivolts | mV | Centro Aziendale_I046_BatteryVoltage | The datastream containing mesures of field Centro Aziendale by sensor I046 which measures Battery Voltage | None
Lebanon | 00204EB1 | Weather station in Lebanon managed with FieldClimate | 34.0618 | 36.1456 | 00204EB1 | A weather station in Lebanon obtaining data from multiple sources | STATION | - | VPD min | VPD | The difference between the amount of moisture in the air and the maximum amount of moisture the air can hold at a given temperature. | Kilopascal | kPa | 00204EB1_00204EB1_VPD_min | The datastream containing mesures of field 00204EB1 by sensor 00204EB1 which measures VPD. | None
Lebanon | 00204EB1 | Weather station in Lebanon managed with FieldClimate | 34.0618 | 36.1456 | 00204EB1 | A weather station in Lebanon obtaining data from multiple sources | STATION | - | Air pressure avg | Atmospheric Pressure | The force exerted by the weight of the air above a given point on Earth's surface, which can vary with changes in weather and altitude. | Kilopascal | kPa | 00204EB1_00204EB1_Air_pressure_avg | The datastream containing mesures of field 00204EB1 by sensor 00204EB1 which measures Atmospheric Pressure. | None
Lebanon | 00204EB1 | Weather station in Lebanon managed with FieldClimate | 34.0618 | 36.1456 | 00204EB1 | A weather station in Lebanon obtaining data from multiple sources | STATION | - | Air pressure max | Atmospheric Pressure | The force exerted by the weight of the air above a given point on Earth's surface, which can vary with changes in weather and altitude. | Kilopascal | kPa | 00204EB1_00204EB1_Air_pressure_max | The datastream containing mesures of field 00204EB1 by sensor 00204EB1 which measures Atmospheric Pressure. | None
Lebanon | 00204EB1 | Weather station in Lebanon managed with FieldClimate | 34.0618 | 36.1456 | 00204EB1 | A weather station in Lebanon obtaining data from multiple sources | STATION | - | Air pressure min | Atmospheric Pressure | The force exerted by the weight of the air above a given point on Earth's surface, which can vary with changes in weather and altitude. | Kilopascal | kPa | 00204EB1_00204EB1_Air_pressure_min | The datastream containing mesures of field 00204EB1 by sensor 00204EB1 which measures Atmospheric Pressure. | None
Lebanon | 00204EB1 | Weather station in Lebanon managed with FieldClimate | 34.0618 | 36.1456 | 00204EB1 | A weather station in Lebanon obtaining data from multiple sources | STATION | - | 5TE Battery voltage last | Battery Voltage | The electrical potential in a battery, indicating its charge level. | Millivolts | mV | 00204EB1_00204EB1_5TE_Battery_voltage_last | The datastream containing mesures of field 00204EB1 by sensor 00204EB1 which measures Battery Voltage. | None
Lebanon | 00204EB1 | Weather station in Lebanon managed with FieldClimate | 34.0618 | 36.1456 | 00204EB1 | A weather station in Lebanon obtaining data from multiple sources | STATION | - | PI54a (VWC) avg | Battery Voltage | The electrical potential in a battery, indicating its charge level. | Millivolts | mV | 00204EB1_00204EB1_PI54a_(VWC)_avg | The datastream containing mesures of field 00204EB1 by sensor 00204EB1 which measures Battery Voltage. | None
Lebanon | 00204EB1 | Weather station in Lebanon managed with FieldClimate | 34.0618 | 36.1456 | 00204EB1 | A weather station in Lebanon obtaining data from multiple sources | STATION | - | Watermark 1 avg | Leak warning | A warning in case of water leak detected | True / False | N/A | 00204EB1_00204EB1_Watermark_1_avg | The datastream containing mesures of field 00204EB1 by sensor 00204EB1 which measures Leak warning. | None
Lebanon | 00204EB1 | Weather station in Lebanon managed with FieldClimate | 34.0618 | 36.1456 | 00204EB1 | A weather station in Lebanon obtaining data from multiple sources | STATION | - | Watermark 2 avg | Leak warning | A warning in case of water leak detected | True / False | N/A | 00204EB1_00204EB1_Watermark_2_avg | The datastream containing mesures of field 00204EB1 by sensor 00204EB1 which measures Leak warning. | None
Lebanon | 00204EB1 | Weather station in Lebanon managed with FieldClimate | 34.0618 | 36.1456 | 00204EB1 | A weather station in Lebanon obtaining data from multiple sources | STATION | - | Wetbulb temperature avg | Air Temperature | The measure of the hotness or coldness of the air. | Degrees Celsius | ºC | 00204EB1_00204EB1_Wetbulb_temperature_avg | The datastream containing mesures of field 00204EB1 by sensor 00204EB1 which measures Air Temperature. | None
Lebanon | 00204EB1 | Weather station in Lebanon managed with FieldClimate | 34.0618 | 36.1456 | 00204EB1 | A weather station in Lebanon obtaining data from multiple sources | STATION | - | Wetbulb temperature max | Air Temperature | The measure of the hotness or coldness of the air. | Degrees Celsius | ºC | 00204EB1_00204EB1_Wetbulb_temperature_max | The datastream containing mesures of field 00204EB1 by sensor 00204EB1 which measures Air Temperature. | None
Lebanon | 00204EB1 | Weather station in Lebanon managed with FieldClimate | 34.0618 | 36.1456 | 00204EB1 | A weather station in Lebanon obtaining data from multiple sources | STATION | - | Wetbulb temperature min | Air Temperature | The measure of the hotness or coldness of the air. | Degrees Celsius | ºC | 00204EB1_00204EB1_Wetbulb_temperature_min | The datastream containing mesures of field 00204EB1 by sensor 00204EB1 which measures Air Temperature. | None
Lebanon | 00204EB1 | Weather station in Lebanon managed with FieldClimate | 34.0618 | 36.1456 | 00204EB1 | A weather station in Lebanon obtaining data from multiple sources | STATION | - | Drybulb temperature avg | Air Temperature | The measure of the hotness or coldness of the air. | Degrees Celsius | ºC | 00204EB1_00204EB1_Drybulb_temperature_avg | The datastream containing mesures of field 00204EB1 by sensor 00204EB1 which measures Air Temperature. | None
Lebanon | 00204EB1 | Weather station in Lebanon managed with FieldClimate | 34.0618 | 36.1456 | 00204EB1 | A weather station in Lebanon obtaining data from multiple sources | STATION | - | Drybulb temperature max | Air Temperature | The measure of the hotness or coldness of the air. | Degrees Celsius | ºC | 00204EB1_00204EB1_Drybulb_temperature_max | The datastream containing mesures of field 00204EB1 by sensor 00204EB1 which measures Air Temperature. | None
Lebanon | 00204EB1 | Weather station in Lebanon managed with FieldClimate | 34.0618 | 36.1456 | 00204EB1 | A weather station in Lebanon obtaining data from multiple sources | STATION | - | Drybulb temperature min | Air Temperature | The measure of the hotness or coldness of the air. | Degrees Celsius | ºC | 00204EB1_00204EB1_Drybulb_temperature_min | The datastream containing mesures of field 00204EB1 by sensor 00204EB1 which measures Air Temperature. | None
Lebanon | 00204EB1 | Weather station in Lebanon managed with FieldClimate | 34.0618 | 36.1456 | 00204EB1 | A weather station in Lebanon obtaining data from multiple sources | STATION | - | ET0 | Reference evapotranspiration | The measure of the amount of water evaporated from a standardized reference surface, often used in agriculture for irrigation management. | Millimeters per day | mm/day | 00204EB1_00204EB1_ET0 | The datastream containing mesures of field 00204EB1 by sensor 00204EB1 which measures Reference evapotranspiration. | None
Lebanon | 00204EB1 | Weather station in Lebanon managed with FieldClimate | 34.0618 | 36.1456 | 00204EB1 | A weather station in Lebanon obtaining data from multiple sources | STATION | - | Wind orientation | Wind Direction | The compass direction from which the wind is blowing. | Degrees | º | 00204EB1_00204EB1_Wind_orientation | The datastream containing mesures of field 00204EB1 by sensor 00204EB1 which measures Wind Direction. | None
Lebanon | 00204EB1 | Weather station in Lebanon managed with FieldClimate | 34.0618 | 36.1456 | 00204EB1 | A weather station in Lebanon obtaining data from multiple sources | STATION | - | Midnight | Midnight | The point in time at the middle of the night, commonly defined as 12:00 AM. | - | - | 00204EB1_00204EB1_Midnight | The datastream containing mesures of field 00204EB1 by sensor 00204EB1 which measures Midnight. | None
Lebanon | 000008D6 | Weather station in Lebanon managed with FieldClimate | 33.8159 | 35.9106 | 000008D6 | A weather station in Lebanon obtaining data from multiple sources | STATION | - | Precipitation sum | Precipitation | Any form of water, liquid or solid, falling from the sky, such as rain, snow, or sleet. | Millimeters | mm | 000008D6_000008D6_Precipitation_sum | The datastream containing mesures of field 000008D6 by sensor 000008D6 which measures Precipitation. | None
Lebanon | 000008D6 | Weather station in Lebanon managed with FieldClimate | 33.8159 | 35.9106 | 000008D6 | A weather station in Lebanon obtaining data from multiple sources | STATION | - | Battery last | Battery Level | The percentage of battery level associated to the specific sensor. | Percentage | % | 000008D6_000008D6_Battery_last | The datastream containing mesures of field 000008D6 by sensor 000008D6 which measures Battery Level. | None
Lebanon | 000008D6 | Weather station in Lebanon managed with FieldClimate | 33.8159 | 35.9106 | 000008D6 | A weather station in Lebanon obtaining data from multiple sources | STATION | - | Leaf Wetness time | Leaf Wetness | The presence of moisture on the surface of plant leaves, often indicating favorable conditions for disease development. | - | - | 000008D6_000008D6_Leaf_Wetness_time | The datastream containing mesures of field 000008D6 by sensor 000008D6 which measures Leaf Wetness. | None
Lebanon | 000008D6 | Weather station in Lebanon managed with FieldClimate | 33.8159 | 35.9106 | 000008D6 | A weather station in Lebanon obtaining data from multiple sources | STATION | - | HC Air temperature avg | Air Temperature | The measure of the hotness or coldness of the air. | Degrees Celsius | ºC | 000008D6_000008D6_HC_Air_temperature_avg | The datastream containing mesures of field 000008D6 by sensor 000008D6 which measures Air Temperature. | None
Lebanon | 000008D6 | Weather station in Lebanon managed with FieldClimate | 33.8159 | 35.9106 | 000008D6 | A weather station in Lebanon obtaining data from multiple sources | STATION | - | HC Air temperature max | Air Temperature | The measure of the hotness or coldness of the air. | Degrees Celsius | ºC | 000008D6_000008D6_HC_Air_temperature_max | The datastream containing mesures of field 000008D6 by sensor 000008D6 which measures Air Temperature. | None
Lebanon | 000008D6 | Weather station in Lebanon managed with FieldClimate | 33.8159 | 35.9106 | 000008D6 | A weather station in Lebanon obtaining data from multiple sources | STATION | - | HC Air temperature min | Air Temperature | The measure of the hotness or coldness of the air. | Degrees Celsius | ºC | 000008D6_000008D6_HC_Air_temperature_min | The datastream containing mesures of field 000008D6 by sensor 000008D6 which measures Air Temperature. | None
Lebanon | 000008D6 | Weather station in Lebanon managed with FieldClimate | 33.8159 | 35.9106 | 000008D6 | A weather station in Lebanon obtaining data from multiple sources | STATION | - | HC Relative humidity avg | Air Humidity | The amount of moisture or water vapor present in the air, often expressed as a percentage of the maximum amount the air could hold at a given temperature. | Percentage | % | 000008D6_000008D6_HC_Relative_humidity_avg | The datastream containing mesures of field 000008D6 by sensor 000008D6 which measures Air Humidity. | None
Lebanon | 000008D6 | Weather station in Lebanon managed with FieldClimate | 33.8159 | 35.9106 | 000008D6 | A weather station in Lebanon obtaining data from multiple sources | STATION | - | HC Relative humidity max | Air Humidity | The amount of moisture or water vapor present in the air, often expressed as a percentage of the maximum amount the air could hold at a given temperature. | Percentage | % | 000008D6_000008D6_HC_Relative_humidity_max | The datastream containing mesures of field 000008D6 by sensor 000008D6 which measures Air Humidity. | None
Lebanon | 000008D6 | Weather station in Lebanon managed with FieldClimate | 33.8159 | 35.9106 | 000008D6 | A weather station in Lebanon obtaining data from multiple sources | STATION | - | HC Relative humidity min | Air Humidity | The amount of moisture or water vapor present in the air, often expressed as a percentage of the maximum amount the air could hold at a given temperature. | Percentage | % | 000008D6_000008D6_HC_Relative_humidity_min | The datastream containing mesures of field 000008D6 by sensor 000008D6 which measures Air Humidity. | None
Lebanon | 000008D6 | Weather station in Lebanon managed with FieldClimate | 33.8159 | 35.9106 | 000008D6 | A weather station in Lebanon obtaining data from multiple sources | STATION | - | Dew Point avg | Dew Point | The temperature at which air becomes saturated with moisture, leading to the formation of dew or condensation. | Degrees Celsius | ºC | 000008D6_000008D6_Dew_Point_avg | The datastream containing mesures of field 000008D6 by sensor 000008D6 which measures Dew Point. | None
Lebanon | 000008D6 | Weather station in Lebanon managed with FieldClimate | 33.8159 | 35.9106 | 000008D6 | A weather station in Lebanon obtaining data from multiple sources | STATION | - | Dew Point min | Dew Point | The temperature at which air becomes saturated with moisture, leading to the formation of dew or condensation. | Degrees Celsius | ºC | 000008D6_000008D6_Dew_Point_min | The datastream containing mesures of field 000008D6 by sensor 000008D6 which measures Dew Point. | None
Lebanon | 000008D6 | Weather station in Lebanon managed with FieldClimate | 33.8159 | 35.9106 | 000008D6 | A weather station in Lebanon obtaining data from multiple sources | STATION | - | Tensiometer avg | Tensiometer | Device used to measure the surface tension of a liquid, typically by observing the height to which the liquid rises in a fine tube against the force of gravity. | Newtons per meter | N/m | 000008D6_000008D6_Tensiometer_avg | The datastream containing mesures of field 000008D6 by sensor 000008D6 which measures Tensiometer. | None
Lebanon | 000008D6 | Weather station in Lebanon managed with FieldClimate | 33.8159 | 35.9106 | 000008D6 | A weather station in Lebanon obtaining data from multiple sources | STATION | - | Tensiometer max | Tensiometer | Device used to measure the surface tension of a liquid, typically by observing the height to which the liquid rises in a fine tube against the force of gravity. | Newtons per meter | N/m | 000008D6_000008D6_Tensiometer_max | The datastream containing mesures of field 000008D6 by sensor 000008D6 which measures Tensiometer. | None
Lebanon | 000008D6 | Weather station in Lebanon managed with FieldClimate | 33.8159 | 35.9106 | 000008D6 | A weather station in Lebanon obtaining data from multiple sources | STATION | - | Tensiometer min | Tensiometer | Device used to measure the surface tension of a liquid, typically by observing the height to which the liquid rises in a fine tube against the force of gravity. | Newtons per meter | N/m | 000008D6_000008D6_Tensiometer_min | The datastream containing mesures of field 000008D6 by sensor 000008D6 which measures Tensiometer. | None
Lebanon | 000008D6 | Weather station in Lebanon managed with FieldClimate | 33.8159 | 35.9106 | 000008D6 | A weather station in Lebanon obtaining data from multiple sources | STATION | - | Watermark avg | Leak warning | A warning in case of water leak detected | True / False | N/A | 000008D6_000008D6_Watermark_avg | The datastream containing mesures of field 000008D6 by sensor 000008D6 which measures Leak warning. | None
Lebanon | 000008D6 | Weather station in Lebanon managed with FieldClimate | 33.8159 | 35.9106 | 000008D6 | A weather station in Lebanon obtaining data from multiple sources | STATION | - | Midnight | Midnight | The point in time at the middle of the night, commonly defined as 12:00 AM. | - | - | 000008D6_000008D6_Midnight | The datastream containing mesures of field 000008D6 by sensor 000008D6 which measures Midnight. | None
Lebanon | 000008E5 | Weather station in Lebanon managed with FieldClimate | 34.155 | 36.0852 | 000008E5 | A weather station in Lebanon obtaining data from multiple sources | STATION | - | Precipitation sum | Precipitation | Any form of water, liquid or solid, falling from the sky, such as rain, snow, or sleet. | Millimeters | mm | 000008E5_000008E5_Precipitation_sum | The datastream containing mesures of field 000008E5 by sensor 000008E5 which measures Precipitation. | None
Lebanon | 000008E5 | Weather station in Lebanon managed with FieldClimate | 34.155 | 36.0852 | 000008E5 | A weather station in Lebanon obtaining data from multiple sources | STATION | - | Battery last | Battery Level | The percentage of battery level associated to the specific sensor. | Percentage | % | 000008E5_000008E5_Battery_last | The datastream containing mesures of field 000008E5 by sensor 000008E5 which measures Battery Level. | None
Lebanon | 000008E5 | Weather station in Lebanon managed with FieldClimate | 34.155 | 36.0852 | 000008E5 | A weather station in Lebanon obtaining data from multiple sources | STATION | - | Leaf Wetness time | Leaf Wetness | The presence of moisture on the surface of plant leaves, often indicating favorable conditions for disease development. | - | - | 000008E5_000008E5_Leaf_Wetness_time | The datastream containing mesures of field 000008E5 by sensor 000008E5 which measures Leaf Wetness. | None
Lebanon | 000008E5 | Weather station in Lebanon managed with FieldClimate | 34.155 | 36.0852 | 000008E5 | A weather station in Lebanon obtaining data from multiple sources | STATION | - | HC Air temperature avg | Air Temperature | The measure of the hotness or coldness of the air. | Degrees Celsius | ºC | 000008E5_000008E5_HC_Air_temperature_avg | The datastream containing mesures of field 000008E5 by sensor 000008E5 which measures Air Temperature. | None
Lebanon | 000008E5 | Weather station in Lebanon managed with FieldClimate | 34.155 | 36.0852 | 000008E5 | A weather station in Lebanon obtaining data from multiple sources | STATION | - | HC Air temperature max | Air Temperature | The measure of the hotness or coldness of the air. | Degrees Celsius | ºC | 000008E5_000008E5_HC_Air_temperature_max | The datastream containing mesures of field 000008E5 by sensor 000008E5 which measures Air Temperature. | None
Lebanon | 000008E5 | Weather station in Lebanon managed with FieldClimate | 34.155 | 36.0852 | 000008E5 | A weather station in Lebanon obtaining data from multiple sources | STATION | - | HC Air temperature min | Air Temperature | The measure of the hotness or coldness of the air. | Degrees Celsius | ºC | 000008E5_000008E5_HC_Air_temperature_min | The datastream containing mesures of field 000008E5 by sensor 000008E5 which measures Air Temperature. | None
Lebanon | 000008E5 | Weather station in Lebanon managed with FieldClimate | 34.155 | 36.0852 | 000008E5 | A weather station in Lebanon obtaining data from multiple sources | STATION | - | HC Relative humidity avg | Air Humidity | The amount of moisture or water vapor present in the air, often expressed as a percentage of the maximum amount the air could hold at a given temperature. | Percentage | % | 000008E5_000008E5_HC_Relative_humidity_avg | The datastream containing mesures of field 000008E5 by sensor 000008E5 which measures Air Humidity. | None
Lebanon | 000008E5 | Weather station in Lebanon managed with FieldClimate | 34.155 | 36.0852 | 000008E5 | A weather station in Lebanon obtaining data from multiple sources | STATION | - | HC Relative humidity max | Air Humidity | The amount of moisture or water vapor present in the air, often expressed as a percentage of the maximum amount the air could hold at a given temperature. | Percentage | % | 000008E5_000008E5_HC_Relative_humidity_max | The datastream containing mesures of field 000008E5 by sensor 000008E5 which measures Air Humidity. | None
Lebanon | 000008E5 | Weather station in Lebanon managed with FieldClimate | 34.155 | 36.0852 | 000008E5 | A weather station in Lebanon obtaining data from multiple sources | STATION | - | HC Relative humidity min | Air Humidity | The amount of moisture or water vapor present in the air, often expressed as a percentage of the maximum amount the air could hold at a given temperature. | Percentage | % | 000008E5_000008E5_HC_Relative_humidity_min | The datastream containing mesures of field 000008E5 by sensor 000008E5 which measures Air Humidity. | None
Lebanon | 000008E5 | Weather station in Lebanon managed with FieldClimate | 34.155 | 36.0852 | 000008E5 | A weather station in Lebanon obtaining data from multiple sources | STATION | - | Dew Point avg | Dew Point | The temperature at which air becomes saturated with moisture, leading to the formation of dew or condensation. | Degrees Celsius | ºC | 000008E5_000008E5_Dew_Point_avg | The datastream containing mesures of field 000008E5 by sensor 000008E5 which measures Dew Point. | None
Lebanon | 000008E5 | Weather station in Lebanon managed with FieldClimate | 34.155 | 36.0852 | 000008E5 | A weather station in Lebanon obtaining data from multiple sources | STATION | - | Dew Point min | Dew Point | The temperature at which air becomes saturated with moisture, leading to the formation of dew or condensation. | Degrees Celsius | ºC | 000008E5_000008E5_Dew_Point_min | The datastream containing mesures of field 000008E5 by sensor 000008E5 which measures Dew Point. | None
Lebanon | 000008E5 | Weather station in Lebanon managed with FieldClimate | 34.155 | 36.0852 | 000008E5 | A weather station in Lebanon obtaining data from multiple sources | STATION | - | Tensiometer avg | Tensiometer | Device used to measure the surface tension of a liquid, typically by observing the height to which the liquid rises in a fine tube against the force of gravity. | Newtons per meter | N/m | 000008E5_000008E5_Tensiometer_avg | The datastream containing mesures of field 000008E5 by sensor 000008E5 which measures Tensiometer. | None
Lebanon | 000008E5 | Weather station in Lebanon managed with FieldClimate | 34.155 | 36.0852 | 000008E5 | A weather station in Lebanon obtaining data from multiple sources | STATION | - | Tensiometer max | Tensiometer | Device used to measure the surface tension of a liquid, typically by observing the height to which the liquid rises in a fine tube against the force of gravity. | Newtons per meter | N/m | 000008E5_000008E5_Tensiometer_max | The datastream containing mesures of field 000008E5 by sensor 000008E5 which measures Tensiometer. | None
Lebanon | 000008E5 | Weather station in Lebanon managed with FieldClimate | 34.155 | 36.0852 | 000008E5 | A weather station in Lebanon obtaining data from multiple sources | STATION | - | Tensiometer min | Tensiometer | Device used to measure the surface tension of a liquid, typically by observing the height to which the liquid rises in a fine tube against the force of gravity. | Newtons per meter | N/m | 000008E5_000008E5_Tensiometer_min | The datastream containing mesures of field 000008E5 by sensor 000008E5 which measures Tensiometer. | None
Lebanon | 000008E5 | Weather station in Lebanon managed with FieldClimate | 34.155 | 36.0852 | 000008E5 | A weather station in Lebanon obtaining data from multiple sources | STATION | - | Watermark avg | Leak warning | A warning in case of water leak detected | True / False | N/A | 000008E5_000008E5_Watermark_avg | The datastream containing mesures of field 000008E5 by sensor 000008E5 which measures Leak warning. | None
Lebanon | 000008E5 | Weather station in Lebanon managed with FieldClimate | 34.155 | 36.0852 | 000008E5 | A weather station in Lebanon obtaining data from multiple sources | STATION | - | Midnight | Midnight | The point in time at the middle of the night, commonly defined as 12:00 AM. | - | - | 000008E5_000008E5_Midnight | The datastream containing mesures of field 000008E5 by sensor 000008E5 which measures Midnight. | None
Jordan | Khalil Al-Edwan | Field in Jordan | 31.8402 | 35.6384 | J001 | Specialized device designed for accurately measuring large volumes of water flow. | ST11 | 8254812306000026 | water_flow | Water flow m^3/h | The continuous movement of water in a particular direction. | Cubic meters per hour | m^3/h | Khalil_Al-Edwan_J001_water_flow | The datastream containing mesures of field Khalil Al-Edwan by sensor J001 which measures Water flow m^3/h. | None
Jordan | Khalil Al-Edwan | Field in Jordan | 31.8402 | 35.6384 | J001 | Specialized device designed for accurately measuring large volumes of water flow. | ST11 | 8254812306000026 | water_count | Water count m^3 | Incremental counting of water passed by the flowmeter | Cubic meters | m^3 | Khalil_Al-Edwan_J001_water_count | The datastream containing mesures of field Khalil Al-Edwan by sensor J001 which measures Water count m^3. | None
Jordan | Khalil Al-Edwan | Field in Jordan | 31.8402 | 35.6384 | J002 | Technology that measures soil moisture at multiple depths. | ST12 | 008000000403FCBF | soil_moisture_10 | Soil Moisture | The amount of moisture present in the soil, often expressed as a percentage of the maximum amount the soil could hold at a given temperature. | Percentage | % | Khalil_Al-Edwan_J002_soil_moisture_10 | The datastream containing mesures of field Khalil Al-Edwan by sensor J002 which measures Soil Moisture. | None
Jordan | Khalil Al-Edwan | Field in Jordan | 31.8402 | 35.6384 | J002 | Technology that measures soil moisture at multiple depths. | ST12 | 008000000403FCBF | soil_moisture_20 | Soil Moisture | The amount of moisture present in the soil, often expressed as a percentage of the maximum amount the soil could hold at a given temperature. | Percentage | % | Khalil_Al-Edwan_J002_soil_moisture_20 | The datastream containing mesures of field Khalil Al-Edwan by sensor J002 which measures Soil Moisture. | None
Jordan | Khalil Al-Edwan | Field in Jordan | 31.8402 | 35.6384 | J002 | Technology that measures soil moisture at multiple depths. | ST12 | 008000000403FCBF | soil_moisture_30 | Soil Moisture | The amount of moisture present in the soil, often expressed as a percentage of the maximum amount the soil could hold at a given temperature. | Percentage | % | Khalil_Al-Edwan_J002_soil_moisture_30 | The datastream containing mesures of field Khalil Al-Edwan by sensor J002 which measures Soil Moisture. | None
Jordan | Khalil Al-Edwan | Field in Jordan | 31.8402 | 35.6384 | J002 | Technology that measures soil moisture at multiple depths. | ST12 | 008000000403FCBF | soil_moisture_45 | Soil Moisture | The amount of moisture present in the soil, often expressed as a percentage of the maximum amount the soil could hold at a given temperature. | Percentage | % | Khalil_Al-Edwan_J002_soil_moisture_45 | The datastream containing mesures of field Khalil Al-Edwan by sensor J002 which measures Soil Moisture. | None
Jordan | Khalil Al-Edwan | Field in Jordan | 31.8402 | 35.6384 | J002 | Technology that measures soil moisture at multiple depths. | ST12 | 008000000403FCBF | soil_moisture_60 | Soil Moisture | The amount of moisture present in the soil, often expressed as a percentage of the maximum amount the soil could hold at a given temperature. | Percentage | % | Khalil_Al-Edwan_J002_soil_moisture_60 | The datastream containing mesures of field Khalil Al-Edwan by sensor J002 which measures Soil Moisture. | None
Jordan | Khalil Al-Edwan | Field in Jordan | 31.8402 | 35.6384 | J002 | Technology that measures soil moisture at multiple depths. | ST12 | 008000000403FCBF | soil_moisture_90 | Soil Moisture | The amount of moisture present in the soil, often expressed as a percentage of the maximum amount the soil could hold at a given temperature. | Percentage | % | Khalil_Al-Edwan_J002_soil_moisture_90 | The datastream containing mesures of field Khalil Al-Edwan by sensor J002 which measures Soil Moisture. | None
Jordan | Khalil Al-Edwan | Field in Jordan | 31.8402 | 35.6384 | J002 | Technology that measures soil moisture at multiple depths. | ST12 | 008000000403FCBF | soil_temperature_25 | Soil Temperature | The measure of temperature of the soil. | Degrees Celsius | ºC | Khalil_Al-Edwan_J002_soil_temperature_25 | The datastream containing mesures of field Khalil Al-Edwan by sensor J002 which measures Soil Temperature. | None
Jordan | Khalil Al-Edwan | Field in Jordan | 31.8402 | 35.6384 | J003 | Device capable of analyzing various environmental parameters simultaneously. | ST13 | 2CF7F1C0523000E2 | ph | pH | Measure of the acidity or alkalinity of a solution. | - | - | Khalil_Al-Edwan_J003_ph | The datastream containing mesures of field Khalil Al-Edwan by sensor J003 which measures pH. | Weekly
Jordan | Khalil Al-Edwan | Field in Jordan | 31.8402 | 35.6384 | J003 | Device capable of analyzing various environmental parameters simultaneously. | ST13 | 2CF7F1C0523000E2 | ec | Electric Conductivity | Measure of the ability of a solution to conduct electricity. | Microsiemens per centimeter | μS/cm | Khalil_Al-Edwan_J003_ec | The datastream containing mesures of field Khalil Al-Edwan by sensor J003 which measures Electric Conductivity. | Weekly
Jordan | Khalil Al-Edwan | Field in Jordan | 31.8402 | 35.6384 | J003 | Device capable of analyzing various environmental parameters simultaneously. | ST13 | 2CF7F1C0523000E2 | nh3 | NH3 / Ammonia | Concentration of ammonia. | Milligrams per liter | mg/L | Khalil_Al-Edwan_J003_nh3 | The datastream containing mesures of field Khalil Al-Edwan by sensor J003 which measures NH3 / Ammonia. | Weekly
Jordan | Khalil Al-Edwan | Field in Jordan | 31.8402 | 35.6384 | J003 | Device capable of analyzing various environmental parameters simultaneously. | ST13 | 2CF7F1C0523000E2 | no4 | NO4 / Nitrate | Concentration of nitrogen. | Milligrams per liter | mg/L | Khalil_Al-Edwan_J003_no4 | The datastream containing mesures of field Khalil Al-Edwan by sensor J003 which measures NO4 / Nitrate. | Weekly
Jordan | Khalil Al-Edwan | Field in Jordan | 31.8402 | 35.6384 | J003 | Device capable of analyzing various environmental parameters simultaneously. | ST13 | 2CF7F1C0523000E2 | temperature | Temperature | The measure of the hotness or coldness of something. | Degrees Celsius | ºC | Khalil_Al-Edwan_J003_temperature | The datastream containing mesures of field Khalil Al-Edwan by sensor J003 which measures Temperature. | Weekly
Jordan | Khalil Al-Edwan | Field in Jordan | 31.8402 | 35.6384 | J018 | Device used to determine the height or quantity of material within a container, either liquid or solid. | ST16 | 2CF7F1C05230018A | water_level | Water level cm | Water level in centimeters. | Centimeters | cm | Khalil_Al-Edwan_J018_water_level | The datastream containing mesures of field Khalil Al-Edwan by sensor J018 which measures Water level cm. | Weekly
Jordan | Mahmoud Al-Rajbi | Field in Jordan | 32.2401 | 35.6138 | J004 | Specialized device designed for accurately measuring large volumes of water flow. | ST11 | 8254812306000030 | water_flow | Water flow m^3/h | The continuous movement of water in a particular direction. | Cubic meters per hour | m^3/h | Mahmoud_Al-Rajbi_J004_water_flow | The datastream containing mesures of field Mahmoud Al-Rajbi by sensor J004 which measures Water flow m^3/h. | None
Jordan | Mahmoud Al-Rajbi | Field in Jordan | 32.2401 | 35.6138 | J004 | Specialized device designed for accurately measuring large volumes of water flow. | ST11 | 8254812306000030 | water_count | Water count m^3 | Incremental counting of water passed by the flowmeter | Cubic meters | m^3 | Mahmoud_Al-Rajbi_J004_water_count | The datastream containing mesures of field Mahmoud Al-Rajbi by sensor J004 which measures Water count m^3. | None
Jordan | Mahmoud Al-Rajbi | Field in Jordan | 32.2401 | 35.6138 | J005 | Technology that measures soil moisture at multiple depths. | ST12 | 008000000403FC99 | soil_moisture_10 | Soil Moisture | The amount of moisture present in the soil, often expressed as a percentage of the maximum amount the soil could hold at a given temperature. | Percentage | % | Mahmoud_Al-Rajbi_J005_soil_moisture_10 | The datastream containing mesures of field Mahmoud Al-Rajbi by sensor J005 which measures Soil Moisture. | None
Jordan | Mahmoud Al-Rajbi | Field in Jordan | 32.2401 | 35.6138 | J005 | Technology that measures soil moisture at multiple depths. | ST12 | 008000000403FC99 | soil_moisture_20 | Soil Moisture | The amount of moisture present in the soil, often expressed as a percentage of the maximum amount the soil could hold at a given temperature. | Percentage | % | Mahmoud_Al-Rajbi_J005_soil_moisture_20 | The datastream containing mesures of field Mahmoud Al-Rajbi by sensor J005 which measures Soil Moisture. | None
Jordan | Mahmoud Al-Rajbi | Field in Jordan | 32.2401 | 35.6138 | J005 | Technology that measures soil moisture at multiple depths. | ST12 | 008000000403FC99 | soil_moisture_30 | Soil Moisture | The amount of moisture present in the soil, often expressed as a percentage of the maximum amount the soil could hold at a given temperature. | Percentage | % | Mahmoud_Al-Rajbi_J005_soil_moisture_30 | The datastream containing mesures of field Mahmoud Al-Rajbi by sensor J005 which measures Soil Moisture. | None
Jordan | Mahmoud Al-Rajbi | Field in Jordan | 32.2401 | 35.6138 | J005 | Technology that measures soil moisture at multiple depths. | ST12 | 008000000403FC99 | soil_moisture_45 | Soil Moisture | The amount of moisture present in the soil, often expressed as a percentage of the maximum amount the soil could hold at a given temperature. | Percentage | % | Mahmoud_Al-Rajbi_J005_soil_moisture_45 | The datastream containing mesures of field Mahmoud Al-Rajbi by sensor J005 which measures Soil Moisture. | None
Jordan | Mahmoud Al-Rajbi | Field in Jordan | 32.2401 | 35.6138 | J005 | Technology that measures soil moisture at multiple depths. | ST12 | 008000000403FC99 | soil_moisture_60 | Soil Moisture | The amount of moisture present in the soil, often expressed as a percentage of the maximum amount the soil could hold at a given temperature. | Percentage | % | Mahmoud_Al-Rajbi_J005_soil_moisture_60 | The datastream containing mesures of field Mahmoud Al-Rajbi by sensor J005 which measures Soil Moisture. | None
Jordan | Mahmoud Al-Rajbi | Field in Jordan | 32.2401 | 35.6138 | J005 | Technology that measures soil moisture at multiple depths. | ST12 | 008000000403FC99 | soil_moisture_90 | Soil Moisture | The amount of moisture present in the soil, often expressed as a percentage of the maximum amount the soil could hold at a given temperature. | Percentage | % | Mahmoud_Al-Rajbi_J005_soil_moisture_90 | The datastream containing mesures of field Mahmoud Al-Rajbi by sensor J005 which measures Soil Moisture. | None
Jordan | Mahmoud Al-Rajbi | Field in Jordan | 32.2401 | 35.6138 | J005 | Technology that measures soil moisture at multiple depths. | ST12 | 008000000403FC99 | soil_temperature_25 | Soil Temperature | The measure of temperature of the soil. | Degrees Celsius | ºC | Mahmoud_Al-Rajbi_J005_soil_temperature_25 | The datastream containing mesures of field Mahmoud Al-Rajbi by sensor J005 which measures Soil Temperature. | None
Jordan | Ibrahim Al-Shareef | Field in Jordan | 32.2312 | 35.5981 | J006 | Specialized device designed for accurately measuring large volumes of water flow. | ST11 | 8254812306000023 | water_flow | Water flow m^3/h | The continuous movement of water in a particular direction. | Cubic meters per hour | m^3/h | Ibrahim_Al-Shareef_J006_water_flow | The datastream containing mesures of field Ibrahim Al-Shareef by sensor J006 which measures Water flow m^3/h. | None
Jordan | Ibrahim Al-Shareef | Field in Jordan | 32.2312 | 35.5981 | J006 | Specialized device designed for accurately measuring large volumes of water flow. | ST11 | 8254812306000023 | water_count | Water count m^3 | Incremental counting of water passed by the flowmeter | Cubic meters | m^3 | Ibrahim_Al-Shareef_J006_water_count | The datastream containing mesures of field Ibrahim Al-Shareef by sensor J006 which measures Water count m^3. | None
Jordan | Ibrahim Al-Shareef | Field in Jordan | 32.2312 | 35.5981 | J007 | Technology that measures soil moisture at multiple depths. | ST12 | 008000000403FCAB | soil_moisture_10 | Soil Moisture | The amount of moisture present in the soil, often expressed as a percentage of the maximum amount the soil could hold at a given temperature. | Percentage | % | Ibrahim_Al-Shareef_J007_soil_moisture_10 | The datastream containing mesures of field Ibrahim Al-Shareef by sensor J007 which measures Soil Moisture. | None
Jordan | Ibrahim Al-Shareef | Field in Jordan | 32.2312 | 35.5981 | J007 | Technology that measures soil moisture at multiple depths. | ST12 | 008000000403FCAB | soil_moisture_20 | Soil Moisture | The amount of moisture present in the soil, often expressed as a percentage of the maximum amount the soil could hold at a given temperature. | Percentage | % | Ibrahim_Al-Shareef_J007_soil_moisture_20 | The datastream containing mesures of field Ibrahim Al-Shareef by sensor J007 which measures Soil Moisture. | None
Jordan | Ibrahim Al-Shareef | Field in Jordan | 32.2312 | 35.5981 | J007 | Technology that measures soil moisture at multiple depths. | ST12 | 008000000403FCAB | soil_moisture_30 | Soil Moisture | The amount of moisture present in the soil, often expressed as a percentage of the maximum amount the soil could hold at a given temperature. | Percentage | % | Ibrahim_Al-Shareef_J007_soil_moisture_30 | The datastream containing mesures of field Ibrahim Al-Shareef by sensor J007 which measures Soil Moisture. | None
Jordan | Ibrahim Al-Shareef | Field in Jordan | 32.2312 | 35.5981 | J007 | Technology that measures soil moisture at multiple depths. | ST12 | 008000000403FCAB | soil_moisture_45 | Soil Moisture | The amount of moisture present in the soil, often expressed as a percentage of the maximum amount the soil could hold at a given temperature. | Percentage | % | Ibrahim_Al-Shareef_J007_soil_moisture_45 | The datastream containing mesures of field Ibrahim Al-Shareef by sensor J007 which measures Soil Moisture. | None
Jordan | Ibrahim Al-Shareef | Field in Jordan | 32.2312 | 35.5981 | J007 | Technology that measures soil moisture at multiple depths. | ST12 | 008000000403FCAB | soil_moisture_60 | Soil Moisture | The amount of moisture present in the soil, often expressed as a percentage of the maximum amount the soil could hold at a given temperature. | Percentage | % | Ibrahim_Al-Shareef_J007_soil_moisture_60 | The datastream containing mesures of field Ibrahim Al-Shareef by sensor J007 which measures Soil Moisture. | None
Jordan | Ibrahim Al-Shareef | Field in Jordan | 32.2312 | 35.5981 | J007 | Technology that measures soil moisture at multiple depths. | ST12 | 008000000403FCAB | soil_moisture_90 | Soil Moisture | The amount of moisture present in the soil, often expressed as a percentage of the maximum amount the soil could hold at a given temperature. | Percentage | % | Ibrahim_Al-Shareef_J007_soil_moisture_90 | The datastream containing mesures of field Ibrahim Al-Shareef by sensor J007 which measures Soil Moisture. | None
Jordan | Ibrahim Al-Shareef | Field in Jordan | 32.2312 | 35.5981 | J007 | Technology that measures soil moisture at multiple depths. | ST12 | 008000000403FCAB | soil_temperature_25 | Soil Temperature | The measure of temperature of the soil. | Degrees Celsius | ºC | Ibrahim_Al-Shareef_J007_soil_temperature_25 | The datastream containing mesures of field Ibrahim Al-Shareef by sensor J007 which measures Soil Temperature. | None
Jordan | Atef Al-Adi | Field in Jordan | 32.2373 | 35.596 | J008 | Specialized device designed for accurately measuring large volumes of water flow. | ST11 | 8254812306000028 | water_flow | Water flow m^3/h | The continuous movement of water in a particular direction. | Cubic meters per hour | m^3/h | Atef_Al-Adi_J008_water_flow | The datastream containing mesures of field Atef Al-Adi by sensor J008 which measures Water flow m^3/h. | None
Jordan | Atef Al-Adi | Field in Jordan | 32.2373 | 35.596 | J008 | Specialized device designed for accurately measuring large volumes of water flow. | ST11 | 8254812306000028 | water_count | Water count m^3 | Incremental counting of water passed by the flowmeter | Cubic meters | m^3 | Atef_Al-Adi_J008_water_count | The datastream containing mesures of field Atef Al-Adi by sensor J008 which measures Water count m^3. | None
Jordan | Atef Al-Adi | Field in Jordan | 32.2373 | 35.596 | J009 | Technology that measures soil moisture at multiple depths. | ST12 | 008000000403FCA5 | soil_moisture_10 | Soil Moisture | The amount of moisture present in the soil, often expressed as a percentage of the maximum amount the soil could hold at a given temperature. | Percentage | % | Atef_Al-Adi_J009_soil_moisture_10 | The datastream containing mesures of field Atef Al-Adi by sensor J009 which measures Soil Moisture. | None
Jordan | Atef Al-Adi | Field in Jordan | 32.2373 | 35.596 | J009 | Technology that measures soil moisture at multiple depths. | ST12 | 008000000403FCA5 | soil_moisture_20 | Soil Moisture | The amount of moisture present in the soil, often expressed as a percentage of the maximum amount the soil could hold at a given temperature. | Percentage | % | Atef_Al-Adi_J009_soil_moisture_20 | The datastream containing mesures of field Atef Al-Adi by sensor J009 which measures Soil Moisture. | None
Jordan | Atef Al-Adi | Field in Jordan | 32.2373 | 35.596 | J009 | Technology that measures soil moisture at multiple depths. | ST12 | 008000000403FCA5 | soil_moisture_30 | Soil Moisture | The amount of moisture present in the soil, often expressed as a percentage of the maximum amount the soil could hold at a given temperature. | Percentage | % | Atef_Al-Adi_J009_soil_moisture_30 | The datastream containing mesures of field Atef Al-Adi by sensor J009 which measures Soil Moisture. | None
Jordan | Atef Al-Adi | Field in Jordan | 32.2373 | 35.596 | J009 | Technology that measures soil moisture at multiple depths. | ST12 | 008000000403FCA5 | soil_moisture_45 | Soil Moisture | The amount of moisture present in the soil, often expressed as a percentage of the maximum amount the soil could hold at a given temperature. | Percentage | % | Atef_Al-Adi_J009_soil_moisture_45 | The datastream containing mesures of field Atef Al-Adi by sensor J009 which measures Soil Moisture. | None
Jordan | Atef Al-Adi | Field in Jordan | 32.2373 | 35.596 | J009 | Technology that measures soil moisture at multiple depths. | ST12 | 008000000403FCA5 | soil_moisture_60 | Soil Moisture | The amount of moisture present in the soil, often expressed as a percentage of the maximum amount the soil could hold at a given temperature. | Percentage | % | Atef_Al-Adi_J009_soil_moisture_60 | The datastream containing mesures of field Atef Al-Adi by sensor J009 which measures Soil Moisture. | None
Jordan | Atef Al-Adi | Field in Jordan | 32.2373 | 35.596 | J009 | Technology that measures soil moisture at multiple depths. | ST12 | 008000000403FCA5 | soil_moisture_90 | Soil Moisture | The amount of moisture present in the soil, often expressed as a percentage of the maximum amount the soil could hold at a given temperature. | Percentage | % | Atef_Al-Adi_J009_soil_moisture_90 | The datastream containing mesures of field Atef Al-Adi by sensor J009 which measures Soil Moisture. | None
Jordan | Atef Al-Adi | Field in Jordan | 32.2373 | 35.596 | J009 | Technology that measures soil moisture at multiple depths. | ST12 | 008000000403FCA5 | soil_temperature_25 | Soil Temperature | The measure of temperature of the soil. | Degrees Celsius | ºC | Atef_Al-Adi_J009_soil_temperature_25 | The datastream containing mesures of field Atef Al-Adi by sensor J009 which measures Soil Temperature. | None
Jordan | NARC | NARC Research Site in Jordan | 32.1942 | 35.6211 | J010 | Specialized device designed for accurately measuring large volumes of water flow. | ST11 | 8254812306000027 | water_flow | Water flow m^3/h | The continuous movement of water in a particular direction. | Cubic meters per hour | m^3/h | NARC_J010_water_flow | The datastream containing mesures of field NARC by sensor J010 which measures Water flow m^3/h. | None
Jordan | NARC | NARC Research Site in Jordan | 32.1942 | 35.6211 | J010 | Specialized device designed for accurately measuring large volumes of water flow. | ST11 | 8254812306000027 | water_count | Water count m^3 | Incremental counting of water passed by the flowmeter | Cubic meters | m^3 | NARC_J010_water_count | The datastream containing mesures of field NARC by sensor J010 which measures Water count m^3. | None
Jordan | NARC | NARC Research Site in Jordan | 32.1942 | 35.6211 | J011 | Technology that measures soil moisture at multiple depths. | ST12 | 008000000403FCC7 | soil_moisture_10 | Soil Moisture | The amount of moisture present in the soil, often expressed as a percentage of the maximum amount the soil could hold at a given temperature. | Percentage | % | NARC_J011_soil_moisture_10 | The datastream containing mesures of field NARC by sensor J011 which measures Soil Moisture. | None
Jordan | NARC | NARC Research Site in Jordan | 32.1942 | 35.6211 | J011 | Technology that measures soil moisture at multiple depths. | ST12 | 008000000403FCC7 | soil_moisture_20 | Soil Moisture | The amount of moisture present in the soil, often expressed as a percentage of the maximum amount the soil could hold at a given temperature. | Percentage | % | NARC_J011_soil_moisture_20 | The datastream containing mesures of field NARC by sensor J011 which measures Soil Moisture. | None
Jordan | NARC | NARC Research Site in Jordan | 32.1942 | 35.6211 | J011 | Technology that measures soil moisture at multiple depths. | ST12 | 008000000403FCC7 | soil_moisture_30 | Soil Moisture | The amount of moisture present in the soil, often expressed as a percentage of the maximum amount the soil could hold at a given temperature. | Percentage | % | NARC_J011_soil_moisture_30 | The datastream containing mesures of field NARC by sensor J011 which measures Soil Moisture. | None
Jordan | NARC | NARC Research Site in Jordan | 32.1942 | 35.6211 | J011 | Technology that measures soil moisture at multiple depths. | ST12 | 008000000403FCC7 | soil_moisture_45 | Soil Moisture | The amount of moisture present in the soil, often expressed as a percentage of the maximum amount the soil could hold at a given temperature. | Percentage | % | NARC_J011_soil_moisture_45 | The datastream containing mesures of field NARC by sensor J011 which measures Soil Moisture. | None
Jordan | NARC | NARC Research Site in Jordan | 32.1942 | 35.6211 | J011 | Technology that measures soil moisture at multiple depths. | ST12 | 008000000403FCC7 | soil_moisture_60 | Soil Moisture | The amount of moisture present in the soil, often expressed as a percentage of the maximum amount the soil could hold at a given temperature. | Percentage | % | NARC_J011_soil_moisture_60 | The datastream containing mesures of field NARC by sensor J011 which measures Soil Moisture. | None
Jordan | NARC | NARC Research Site in Jordan | 32.1942 | 35.6211 | J011 | Technology that measures soil moisture at multiple depths. | ST12 | 008000000403FCC7 | soil_moisture_90 | Soil Moisture | The amount of moisture present in the soil, often expressed as a percentage of the maximum amount the soil could hold at a given temperature. | Percentage | % | NARC_J011_soil_moisture_90 | The datastream containing mesures of field NARC by sensor J011 which measures Soil Moisture. | None
Jordan | NARC | NARC Research Site in Jordan | 32.1942 | 35.6211 | J011 | Technology that measures soil moisture at multiple depths. | ST12 | 008000000403FCC7 | soil_temperature_25 | Soil Temperature | The measure of temperature of the soil. | Degrees Celsius | ºC | NARC_J011_soil_temperature_25 | The datastream containing mesures of field NARC by sensor J011 which measures Soil Temperature. | None
Jordan | Es-haq Sawalha | NARC Research Site in Jordan | 32.1741 | 35.6211 | J012 | Specialized device designed for accurately measuring large volumes of water flow. | ST11 | 8254812306000029 | water_flow | Water flow m^3/h | The continuous movement of water in a particular direction. | Cubic meters per hour | m^3/h | Es-haq_Sawalha_J012_water_flow | The datastream containing mesures of field Es-haq Sawalha by sensor J012 which measures Water flow m^3/h. | None
Jordan | Es-haq Sawalha | NARC Research Site in Jordan | 32.1741 | 35.6211 | J012 | Specialized device designed for accurately measuring large volumes of water flow. | ST11 | 8254812306000029 | water_count | Water count m^3 | Incremental counting of water passed by the flowmeter | Cubic meters | m^3 | Es-haq_Sawalha_J012_water_count | The datastream containing mesures of field Es-haq Sawalha by sensor J012 which measures Water count m^3. | None
Jordan | Es-haq Sawalha | NARC Research Site in Jordan | 32.1942 | 35.613 | J013 | Technology that measures soil moisture at multiple depths. | ST12 | 008000000403FCC4 | soil_moisture_10 | Soil Moisture | The amount of moisture present in the soil, often expressed as a percentage of the maximum amount the soil could hold at a given temperature. | Percentage | % | Es-haq_Sawalha_J013_soil_moisture_10 | The datastream containing mesures of field Es-haq Sawalha by sensor J013 which measures Soil Moisture. | None
Jordan | Es-haq Sawalha | NARC Research Site in Jordan | 32.1942 | 35.613 | J013 | Technology that measures soil moisture at multiple depths. | ST12 | 008000000403FCC4 | soil_moisture_20 | Soil Moisture | The amount of moisture present in the soil, often expressed as a percentage of the maximum amount the soil could hold at a given temperature. | Percentage | % | Es-haq_Sawalha_J013_soil_moisture_20 | The datastream containing mesures of field Es-haq Sawalha by sensor J013 which measures Soil Moisture. | None
Jordan | Es-haq Sawalha | NARC Research Site in Jordan | 32.1942 | 35.613 | J013 | Technology that measures soil moisture at multiple depths. | ST12 | 008000000403FCC4 | soil_moisture_30 | Soil Moisture | The amount of moisture present in the soil, often expressed as a percentage of the maximum amount the soil could hold at a given temperature. | Percentage | % | Es-haq_Sawalha_J013_soil_moisture_30 | The datastream containing mesures of field Es-haq Sawalha by sensor J013 which measures Soil Moisture. | None
Jordan | Es-haq Sawalha | NARC Research Site in Jordan | 32.1942 | 35.613 | J013 | Technology that measures soil moisture at multiple depths. | ST12 | 008000000403FCC4 | soil_moisture_45 | Soil Moisture | The amount of moisture present in the soil, often expressed as a percentage of the maximum amount the soil could hold at a given temperature. | Percentage | % | Es-haq_Sawalha_J013_soil_moisture_45 | The datastream containing mesures of field Es-haq Sawalha by sensor J013 which measures Soil Moisture. | None
Jordan | Es-haq Sawalha | NARC Research Site in Jordan | 32.1942 | 35.613 | J013 | Technology that measures soil moisture at multiple depths. | ST12 | 008000000403FCC4 | soil_moisture_60 | Soil Moisture | The amount of moisture present in the soil, often expressed as a percentage of the maximum amount the soil could hold at a given temperature. | Percentage | % | Es-haq_Sawalha_J013_soil_moisture_60 | The datastream containing mesures of field Es-haq Sawalha by sensor J013 which measures Soil Moisture. | None
Jordan | Es-haq Sawalha | NARC Research Site in Jordan | 32.1942 | 35.613 | J013 | Technology that measures soil moisture at multiple depths. | ST12 | 008000000403FCC4 | soil_moisture_90 | Soil Moisture | The amount of moisture present in the soil, often expressed as a percentage of the maximum amount the soil could hold at a given temperature. | Percentage | % | Es-haq_Sawalha_J013_soil_moisture_90 | The datastream containing mesures of field Es-haq Sawalha by sensor J013 which measures Soil Moisture. | None
Jordan | Es-haq Sawalha | NARC Research Site in Jordan | 32.1942 | 35.613 | J013 | Technology that measures soil moisture at multiple depths. | ST12 | 008000000403FCC4 | soil_temperature_25 | Soil Temperature | The measure of temperature of the soil. | Degrees Celsius | ºC | #REF! | #REF! | None
Jordan | Faisal Neimat | Field in Jordan | 32.1741 | 35.6211 | J014 | Specialized device designed for accurately measuring large volumes of water flow. | ST11 | 8254812306000024 | water_flow | Water flow m^3/h | The continuous movement of water in a particular direction. | Cubic meters per hour | m^3/h | Faisal_Neimat_J014_water_flow | The datastream containing mesures of field Faisal Neimat by sensor J014 which measures Water flow m^3/h. | None
Jordan | Faisal Neimat | Field in Jordan | 32.1741 | 35.6211 | J014 | Specialized device designed for accurately measuring large volumes of water flow. | ST11 | 8254812306000024 | water_count | Water count m^3 | Incremental counting of water passed by the flowmeter | Cubic meters | m^3 | Faisal_Neimat_J014_water_count | The datastream containing mesures of field Faisal Neimat by sensor J014 which measures Water count m^3. | None
Jordan | Faisal Neimat | Field in Jordan | 32.1741 | 35.6211 | J015 | Technology that measures soil moisture at multiple depths. | ST12 | 008000000403FCEE | soil_moisture_10 | Soil Moisture | The amount of moisture present in the soil, often expressed as a percentage of the maximum amount the soil could hold at a given temperature. | Percentage | % | Faisal_Neimat_J015_soil_moisture_10 | The datastream containing mesures of field Faisal Neimat by sensor J015 which measures Soil Moisture. | None
Jordan | Faisal Neimat | Field in Jordan | 32.1741 | 35.6211 | J015 | Technology that measures soil moisture at multiple depths. | ST12 | 008000000403FCEE | soil_moisture_20 | Soil Moisture | The amount of moisture present in the soil, often expressed as a percentage of the maximum amount the soil could hold at a given temperature. | Percentage | % | Faisal_Neimat_J015_soil_moisture_20 | The datastream containing mesures of field Faisal Neimat by sensor J015 which measures Soil Moisture. | None
Jordan | Faisal Neimat | Field in Jordan | 32.1741 | 35.6211 | J015 | Technology that measures soil moisture at multiple depths. | ST12 | 008000000403FCEE | soil_moisture_30 | Soil Moisture | The amount of moisture present in the soil, often expressed as a percentage of the maximum amount the soil could hold at a given temperature. | Percentage | % | Faisal_Neimat_J015_soil_moisture_30 | The datastream containing mesures of field Faisal Neimat by sensor J015 which measures Soil Moisture. | None
Jordan | Faisal Neimat | Field in Jordan | 32.1741 | 35.6211 | J015 | Technology that measures soil moisture at multiple depths. | ST12 | 008000000403FCEE | soil_moisture_45 | Soil Moisture | The amount of moisture present in the soil, often expressed as a percentage of the maximum amount the soil could hold at a given temperature. | Percentage | % | Faisal_Neimat_J015_soil_moisture_45 | The datastream containing mesures of field Faisal Neimat by sensor J015 which measures Soil Moisture. | None
Jordan | Faisal Neimat | Field in Jordan | 32.1741 | 35.6211 | J015 | Technology that measures soil moisture at multiple depths. | ST12 | 008000000403FCEE | soil_moisture_60 | Soil Moisture | The amount of moisture present in the soil, often expressed as a percentage of the maximum amount the soil could hold at a given temperature. | Percentage | % | Faisal_Neimat_J015_soil_moisture_60 | The datastream containing mesures of field Faisal Neimat by sensor J015 which measures Soil Moisture. | None
Jordan | Faisal Neimat | Field in Jordan | 32.1741 | 35.6211 | J015 | Technology that measures soil moisture at multiple depths. | ST12 | 008000000403FCEE | soil_moisture_90 | Soil Moisture | The amount of moisture present in the soil, often expressed as a percentage of the maximum amount the soil could hold at a given temperature. | Percentage | % | Faisal_Neimat_J015_soil_moisture_90 | The datastream containing mesures of field Faisal Neimat by sensor J015 which measures Soil Moisture. | None
Jordan | Faisal Neimat | Field in Jordan | 32.1741 | 35.6211 | J015 | Technology that measures soil moisture at multiple depths. | ST12 | 008000000403FCEE | soil_temperature_25 | Soil Temperature | The measure of temperature of the soil. | Degrees Celsius | ºC | Faisal_Neimat_J015_soil_temperature_25 | The datastream containing mesures of field Faisal Neimat by sensor J015 which measures Soil Temperature. | None
Jordan | Telal Al Thahab | Field in Jordan | 32.1889 | 35.6859 | J016 | Device capable of analyzing various environmental parameters simultaneously. | ST13 | 2CF7F1C05230012F | ph | pH | Measure of the acidity or alkalinity of a solution. | - | - | Telal_Al_Thahab_J016_ph | The datastream containing mesures of field Telal Al Thahab by sensor J016 which measures pH. | Weekly
Jordan | Telal Al Thahab | Field in Jordan | 32.1889 | 35.6859 | J016 | Device capable of analyzing various environmental parameters simultaneously. | ST13 | 2CF7F1C05230012F | ec | Electric Conductivity | Measure of the ability of a solution to conduct electricity. | Microsiemens per centimeter | μS/cm | Telal_Al_Thahab_J016_ec | The datastream containing mesures of field Telal Al Thahab by sensor J016 which measures Electric Conductivity. | Weekly
Jordan | Telal Al Thahab | Field in Jordan | 32.1889 | 35.6859 | J016 | Device capable of analyzing various environmental parameters simultaneously. | ST13 | 2CF7F1C05230012F | nh3 | NH3 / Ammonia | Concentration of ammonia. | Milligrams per liter | mg/L | Telal_Al_Thahab_J016_nh3 | The datastream containing mesures of field Telal Al Thahab by sensor J016 which measures NH3 / Ammonia. | Weekly
Jordan | Telal Al Thahab | Field in Jordan | 32.1889 | 35.6859 | J016 | Device capable of analyzing various environmental parameters simultaneously. | ST13 | 2CF7F1C05230012F | no4 | NO4 / Nitrate | Concentration of nitrogen. | Milligrams per liter | mg/L | Telal_Al_Thahab_J016_no4 | The datastream containing mesures of field Telal Al Thahab by sensor J016 which measures NO4 / Nitrate. | Weekly
Jordan | Telal Al Thahab | Field in Jordan | 32.1889 | 35.6859 | J016 | Device capable of analyzing various environmental parameters simultaneously. | ST13 | 2CF7F1C05230012F | temperature | Temperature | The measure of the hotness or coldness of something. | Degrees Celsius | ºC | Telal_Al_Thahab_J016_temperature | The datastream containing mesures of field Telal Al Thahab by sensor J016 which measures Temperature. | Weekly
Tunisia | Noureddine Rojbani | Field in Tunisia | 33.3107 | 10.3506 | TS01 | Device that measures wind speed and direction. | - | - | wind_speed | Wind Speed | The rate at which the air is moving horizontally, often measured in miles per hour or meters per second. | Meters per second | m/s | Noureddine_Rojbani_TS01_wind_speed | The datastream containing mesures of field Noureddine Rojbani by sensor TS01 which measures Wind Speed. | None
Tunisia | Noureddine Rojbani | Field in Tunisia | 33.3107 | 10.3506 | TS01 | Device that measures wind speed and direction. | - | - | wind_direction | Wind Direction | The compass direction from which the wind is blowing. | Degrees | º | Noureddine_Rojbani_TS01_wind_direction | The datastream containing mesures of field Noureddine Rojbani by sensor TS01 which measures Wind Direction. | None
Tunisia | Noureddine Rojbani | Field in Tunisia | 33.3107 | 10.3506 | TS01 | Device that measures wind speed and direction. | - | - | solar_radiation | Solar Radiation | Energy from the sun in the form of electromagnetic waves. | Watts per square meter | W/m² | Noureddine_Rojbani_TS01_solar_radiation | The datastream containing mesures of field Noureddine Rojbani by sensor TS01 which measures Solar Radiation. | None
Tunisia | Noureddine Rojbani | Field in Tunisia | 33.3107 | 10.3506 | TS01 | Device that measures wind speed and direction. | - | - | temperature | Temperature | The measure of the hotness or coldness of something. | Degrees Celsius | ºC | Noureddine_Rojbani_TS01_temperature | The datastream containing mesures of field Noureddine Rojbani by sensor TS01 which measures Temperature. | None
Tunisia | Noureddine Rojbani | Field in Tunisia | 33.3107 | 10.3506 | TS01 | Device that measures wind speed and direction. | - | - | air_humidity | Air Humidity | The amount of moisture or water vapor present in the air, often expressed as a percentage of the maximum amount the air could hold at a given temperature. | Percentage | % | Noureddine_Rojbani_TS01_air_humidity | The datastream containing mesures of field Noureddine Rojbani by sensor TS01 which measures Air Humidity. | None
Tunisia | Noureddine Rojbani | Field in Tunisia | 33.3107 | 10.3506 | TS02 | Simple mechanism used to measure rainfall. | - | - | rain_intensity | Max Precipitation Rate | The highest rate at which rain or other forms of precipitation fall in a given period. | Millimeters per hour | mm/h | Noureddine_Rojbani_TS02_rain_intensity | The datastream containing mesures of field Noureddine Rojbani by sensor TS02 which measures Max Precipitation Rate. | None
Tunisia | Noureddine Rojbani | Field in Tunisia | 33.3107 | 10.3506 | TS02 | Simple mechanism used to measure rainfall. | - | - | cumulative_rainfall | Cumulative Rainfall | Cumulatime Rainfall. | Millimeters | mm | Noureddine_Rojbani_TS02_cumulative_rainfall | The datastream containing mesures of field Noureddine Rojbani by sensor TS02 which measures Cumulative Rainfall. | None
Tunisia | Noureddine Rojbani | Field in Tunisia | 33.3107 | 10.3506 | TS03 | Probe for soil volumetric water content measurement. | - | - | soil_moisture_10cm | Soil Moisture | The amount of moisture present in the soil, often expressed as a percentage of the maximum amount the soil could hold at a given temperature. | Percentage | % | Noureddine_Rojbani_TS03_soil_moisture_10cm | The datastream containing mesures of field Noureddine Rojbani by sensor TS03 which measures Soil Moisture. | None
Tunisia | Noureddine Rojbani | Field in Tunisia | 33.3107 | 10.3506 | TS03 | Probe for soil volumetric water content measurement. | - | - | soil_temperature_10cm | Soil Temperature | The measure of temperature of the soil. | Degrees Celsius | ºC | Noureddine_Rojbani_TS03_soil_temperature_10cm | The datastream containing mesures of field Noureddine Rojbani by sensor TS03 which measures Soil Temperature. | None
Tunisia | Noureddine Rojbani | Field in Tunisia | 33.3107 | 10.3506 | TS04 | Probe for soil volumetric water content measurement. | - | - | soil_moisture_20cm | Soil Moisture | The amount of moisture present in the soil, often expressed as a percentage of the maximum amount the soil could hold at a given temperature. | Percentage | % | Noureddine_Rojbani_TS04_soil_moisture_20cm | The datastream containing mesures of field Noureddine Rojbani by sensor TS04 which measures Soil Moisture. | None
Tunisia | Noureddine Rojbani | Field in Tunisia | 33.3107 | 10.3506 | TS04 | Probe for soil volumetric water content measurement. | - | - | soil_temperature_20cm | Soil Temperature | The measure of temperature of the soil. | Degrees Celsius | ºC | Noureddine_Rojbani_TS04_soil_temperature_20cm | The datastream containing mesures of field Noureddine Rojbani by sensor TS04 which measures Soil Temperature. | None
Tunisia | Noureddine Rojbani | Field in Tunisia | 33.3107 | 10.3506 | TS05 | Probe for soil volumetric water content measurement. | - | - | soil_moisture_30cm | Soil Moisture | The amount of moisture present in the soil, often expressed as a percentage of the maximum amount the soil could hold at a given temperature. | Percentage | % | Noureddine_Rojbani_TS05_soil_moisture_30cm | The datastream containing mesures of field Noureddine Rojbani by sensor TS05 which measures Soil Moisture. | None
Tunisia | Noureddine Rojbani | Field in Tunisia | 33.3107 | 10.3506 | TS05 | Probe for soil volumetric water content measurement. | - | - | soil_temperature_30cm | Soil Temperature | The measure of temperature of the soil. | Degrees Celsius | ºC | Noureddine_Rojbani_TS05_soil_temperature_30cm | The datastream containing mesures of field Noureddine Rojbani by sensor TS05 which measures Soil Temperature. | None
Tunisia | Noureddine Rojbani | Field in Tunisia | 33.3107 | 10.3506 | TS06 | Probe for soil volumetric water content measurement. | - | - | soil_moisture_10cm | Soil Moisture | The amount of moisture present in the soil, often expressed as a percentage of the maximum amount the soil could hold at a given temperature. | Percentage | % | Noureddine_Rojbani_TS06_soil_moisture_10cm | The datastream containing mesures of field Noureddine Rojbani by sensor TS06 which measures Soil Moisture. | None
Tunisia | Noureddine Rojbani | Field in Tunisia | 33.3107 | 10.3506 | TS06 | Probe for soil volumetric water content measurement. | - | - | soil_temperature_10cm | Soil Temperature | The measure of temperature of the soil. | Degrees Celsius | ºC | Noureddine_Rojbani_TS06_soil_temperature_10cm | The datastream containing mesures of field Noureddine Rojbani by sensor TS06 which measures Soil Temperature. | None
Tunisia | Noureddine Rojbani | Field in Tunisia | 33.3107 | 10.3506 | TS07 | Probe for soil volumetric water content measurement. | - | - | soil_moisture_20cm | Soil Moisture | The amount of moisture present in the soil, often expressed as a percentage of the maximum amount the soil could hold at a given temperature. | Percentage | % | Noureddine_Rojbani_TS07_soil_moisture_20cm | The datastream containing mesures of field Noureddine Rojbani by sensor TS07 which measures Soil Moisture. | None
Tunisia | Noureddine Rojbani | Field in Tunisia | 33.3107 | 10.3506 | TS07 | Probe for soil volumetric water content measurement. | - | - | soil_temperature_20cm | Soil Temperature | The measure of temperature of the soil. | Degrees Celsius | ºC | Noureddine_Rojbani_TS07_soil_temperature_20cm | The datastream containing mesures of field Noureddine Rojbani by sensor TS07 which measures Soil Temperature. | None
Tunisia | Noureddine Rojbani | Field in Tunisia | 33.3107 | 10.3506 | TS08 | Probe for soil volumetric water content measurement. | - | - | soil_moisture_30cm | Soil Moisture | The amount of moisture present in the soil, often expressed as a percentage of the maximum amount the soil could hold at a given temperature. | Percentage | % | Noureddine_Rojbani_TS08_soil_moisture_30cm | The datastream containing mesures of field Noureddine Rojbani by sensor TS08 which measures Soil Moisture. | None
Tunisia | Noureddine Rojbani | Field in Tunisia | 33.3107 | 10.3506 | TS08 | Probe for soil volumetric water content measurement. | - | - | soil_temperature_30cm | Soil Temperature | The measure of temperature of the soil. | Degrees Celsius | ºC | Noureddine_Rojbani_TS08_soil_temperature_30cm | The datastream containing mesures of field Noureddine Rojbani by sensor TS08 which measures Soil Temperature. | None
Tunisia | Noureddine Rojbani | Field in Tunisia | 33.3107 | 10.3506 | TS027 | Water meter that utilizes the Woltman principle for measuring water flow in large industrial and commercial applications. | - | - | water_flow | Water Flow | The continuous movement of water in a particular direction. | Cubic meters per second | m^3/s | Noureddine_Rojbani_TS027_water_flow | The datastream containing mesures of field Noureddine Rojbani by sensor TS027 which measures Water Flow. | None
Tunisia | Noureddine Rojbani | Field in Tunisia | 33.3107 | 10.3506 | TS032 | Water meter that utilizes the Woltman principle for measuring water flow in large industrial and commercial applications. | - | - | water_flow | Water Flow | The continuous movement of water in a particular direction. | Cubic meters per second | m^3/s | Noureddine_Rojbani_TS032_water_flow | The datastream containing mesures of field Noureddine Rojbani by sensor TS032 which measures Water Flow. | None
Tunisia | Jomaa Dhibi | Field in Tunisia | 33.3229 | 10.3898 | TS09 | Probe for soil volumetric water content measurement. | - | - | soil_moisture_15cm | Soil Moisture | The amount of moisture present in the soil, often expressed as a percentage of the maximum amount the soil could hold at a given temperature. | Percentage | % | Jomaa_Dhibi_TS09_soil_moisture_15cm | The datastream containing mesures of field Jomaa Dhibi by sensor TS09 which measures Soil Moisture. | None
Tunisia | Jomaa Dhibi | Field in Tunisia | 33.3229 | 10.3898 | TS09 | Probe for soil volumetric water content measurement. | - | - | soil_temperature_15cm | Soil Temperature | The measure of temperature of the soil. | Degrees Celsius | ºC | Jomaa_Dhibi_TS09_soil_temperature_15cm | The datastream containing mesures of field Jomaa Dhibi by sensor TS09 which measures Soil Temperature. | None
Tunisia | Jomaa Dhibi | Field in Tunisia | 33.3229 | 10.3898 | TS010 | Probe for soil volumetric water content measurement. | - | - | soil_moisture_30cm | Soil Moisture | The amount of moisture present in the soil, often expressed as a percentage of the maximum amount the soil could hold at a given temperature. | Percentage | % | Jomaa_Dhibi_TS010_soil_moisture_30cm | The datastream containing mesures of field Jomaa Dhibi by sensor TS010 which measures Soil Moisture. | None
Tunisia | Jomaa Dhibi | Field in Tunisia | 33.3229 | 10.3898 | TS010 | Probe for soil volumetric water content measurement. | - | - | soil_temperature_30cm | Soil Temperature | The measure of temperature of the soil. | Degrees Celsius | ºC | Jomaa_Dhibi_TS010_soil_temperature_30cm | The datastream containing mesures of field Jomaa Dhibi by sensor TS010 which measures Soil Temperature. | None
Tunisia | Jomaa Dhibi | Field in Tunisia | 33.3229 | 10.3898 | TS011 | Probe for soil volumetric water content measurement. | - | - | soil_moisture_45cm | Soil Moisture | The amount of moisture present in the soil, often expressed as a percentage of the maximum amount the soil could hold at a given temperature. | Percentage | % | Jomaa_Dhibi_TS011_soil_moisture_45cm | The datastream containing mesures of field Jomaa Dhibi by sensor TS011 which measures Soil Moisture. | None
Tunisia | Jomaa Dhibi | Field in Tunisia | 33.3229 | 10.3898 | TS011 | Probe for soil volumetric water content measurement. | - | - | soil_temperature_45cm | Soil Temperature | The measure of temperature of the soil. | Degrees Celsius | ºC | Jomaa_Dhibi_TS011_soil_temperature_45cm | The datastream containing mesures of field Jomaa Dhibi by sensor TS011 which measures Soil Temperature. | None
Tunisia | Jomaa Dhibi | Field in Tunisia | 33.3229 | 10.3898 | TS012 | Probe for soil volumetric water content measurement. | - | - | soil_moisture_15cm | Soil Moisture | The amount of moisture present in the soil, often expressed as a percentage of the maximum amount the soil could hold at a given temperature. | Percentage | % | Jomaa_Dhibi_TS012_soil_moisture_15cm | The datastream containing mesures of field Jomaa Dhibi by sensor TS012 which measures Soil Moisture. | None
Tunisia | Jomaa Dhibi | Field in Tunisia | 33.3229 | 10.3898 | TS012 | Probe for soil volumetric water content measurement. | - | - | soil_temperature_15cm | Soil Temperature | The measure of temperature of the soil. | Degrees Celsius | ºC | Jomaa_Dhibi_TS012_soil_temperature_15cm | The datastream containing mesures of field Jomaa Dhibi by sensor TS012 which measures Soil Temperature. | None
Tunisia | Jomaa Dhibi | Field in Tunisia | 33.3229 | 10.3898 | TS013 | Probe for soil volumetric water content measurement. | - | - | soil_moisture_30cm | Soil Moisture | The amount of moisture present in the soil, often expressed as a percentage of the maximum amount the soil could hold at a given temperature. | Percentage | % | Jomaa_Dhibi_TS013_soil_moisture_30cm | The datastream containing mesures of field Jomaa Dhibi by sensor TS013 which measures Soil Moisture. | None
Tunisia | Jomaa Dhibi | Field in Tunisia | 33.3229 | 10.3898 | TS013 | Probe for soil volumetric water content measurement. | - | - | soil_temperature_30cm | Soil Temperature | The measure of temperature of the soil. | Degrees Celsius | ºC | Jomaa_Dhibi_TS013_soil_temperature_30cm | The datastream containing mesures of field Jomaa Dhibi by sensor TS013 which measures Soil Temperature. | None
Tunisia | Jomaa Dhibi | Field in Tunisia | 33.3229 | 10.3898 | TS014 | Probe for soil volumetric water content measurement. | - | - | soil_moisture_45cm | Soil Moisture | The amount of moisture present in the soil, often expressed as a percentage of the maximum amount the soil could hold at a given temperature. | Percentage | % | Jomaa_Dhibi_TS014_soil_moisture_45cm | The datastream containing mesures of field Jomaa Dhibi by sensor TS014 which measures Soil Moisture. | None
Tunisia | Jomaa Dhibi | Field in Tunisia | 33.3229 | 10.3898 | TS014 | Probe for soil volumetric water content measurement. | - | - | soil_temperature_45cm | Soil Temperature | The measure of temperature of the soil. | Degrees Celsius | ºC | Jomaa_Dhibi_TS014_soil_temperature_45cm | The datastream containing mesures of field Jomaa Dhibi by sensor TS014 which measures Soil Temperature. | None
Tunisia | Jomaa Dhibi | Field in Tunisia | 33.3229 | 10.3898 | TS033 | Water meter that utilizes the Woltman principle for measuring water flow in large industrial and commercial applications. | - | - | water_flow | Water Flow | The continuous movement of water in a particular direction. | Cubic meters per second | m^3/s | Jomaa_Dhibi_TS033_water_flow | The datastream containing mesures of field Jomaa Dhibi by sensor TS033 which measures Water Flow. | None
Tunisia | Jomaa Dhibi | Field in Tunisia | 33.3229 | 10.3898 | TS042 | Water meter that utilizes the Woltman principle for measuring water flow in large industrial and commercial applications. | - | - | water_flow | Water Flow | The continuous movement of water in a particular direction. | Cubic meters per second | m^3/s | Jomaa_Dhibi_TS042_water_flow | The datastream containing mesures of field Jomaa Dhibi by sensor TS042 which measures Water Flow. | None
Tunisia | Lamine Moussa | Field in Tunisia (Ali) | 33.3097 | 10.3361 | TS015 | Probe for soil volumetric water content measurement. | - | - | soil_moisture_15cm | Soil Moisture | The amount of moisture present in the soil, often expressed as a percentage of the maximum amount the soil could hold at a given temperature. | Percentage | % | Lamine_Moussa_TS015_soil_moisture_15cm | The datastream containing mesures of field Lamine Moussa by sensor TS015 which measures Soil Moisture. | None
Tunisia | Lamine Moussa | Field in Tunisia (Ali) | 33.3097 | 10.3361 | TS015 | Probe for soil volumetric water content measurement. | - | - | soil_temperature_15cm | Soil Temperature | The measure of temperature of the soil. | Degrees Celsius | ºC | Lamine_Moussa_TS015_soil_temperature_15cm | The datastream containing mesures of field Lamine Moussa by sensor TS015 which measures Soil Temperature. | None
Tunisia | Lamine Moussa | Field in Tunisia (Ali) | 33.3097 | 10.3361 | TS016 | Probe for soil volumetric water content measurement. | - | - | soil_moisture_30cm | Soil Moisture | The amount of moisture present in the soil, often expressed as a percentage of the maximum amount the soil could hold at a given temperature. | Percentage | % | Lamine_Moussa_TS016_soil_moisture_30cm | The datastream containing mesures of field Lamine Moussa by sensor TS016 which measures Soil Moisture. | None
Tunisia | Lamine Moussa | Field in Tunisia (Ali) | 33.3097 | 10.3361 | TS016 | Probe for soil volumetric water content measurement. | - | - | soil_temperature_30cm | Soil Temperature | The measure of temperature of the soil. | Degrees Celsius | ºC | Lamine_Moussa_TS016_soil_temperature_30cm | The datastream containing mesures of field Lamine Moussa by sensor TS016 which measures Soil Temperature. | None
Tunisia | Lamine Moussa | Field in Tunisia (Ali) | 33.3097 | 10.3361 | TS017 | Probe for soil volumetric water content measurement. | - | - | soil_moisture_45cm | Soil Moisture | The amount of moisture present in the soil, often expressed as a percentage of the maximum amount the soil could hold at a given temperature. | Percentage | % | Lamine_Moussa_TS017_soil_moisture_45cm | The datastream containing mesures of field Lamine Moussa by sensor TS017 which measures Soil Moisture. | None
Tunisia | Lamine Moussa | Field in Tunisia (Ali) | 33.3097 | 10.3361 | TS017 | Probe for soil volumetric water content measurement. | - | - | soil_temperature_45cm | Soil Temperature | The measure of temperature of the soil. | Degrees Celsius | ºC | Lamine_Moussa_TS017_soil_temperature_45cm | The datastream containing mesures of field Lamine Moussa by sensor TS017 which measures Soil Temperature. | None
Tunisia | Lamine Moussa | Field in Tunisia (Ali) | 33.3097 | 10.3361 | TS018 | Probe for soil volumetric water content measurement. | - | - | soil_moisture_15cm | Soil Moisture | The amount of moisture present in the soil, often expressed as a percentage of the maximum amount the soil could hold at a given temperature. | Percentage | % | Lamine_Moussa_TS018_soil_moisture_15cm | The datastream containing mesures of field Lamine Moussa by sensor TS018 which measures Soil Moisture. | None
Tunisia | Lamine Moussa | Field in Tunisia (Ali) | 33.3097 | 10.3361 | TS018 | Probe for soil volumetric water content measurement. | - | - | soil_temperature_15cm | Soil Temperature | The measure of temperature of the soil. | Degrees Celsius | ºC | Lamine_Moussa_TS018_soil_temperature_15cm | The datastream containing mesures of field Lamine Moussa by sensor TS018 which measures Soil Temperature. | None
Tunisia | Lamine Moussa | Field in Tunisia (Ali) | 33.3097 | 10.3361 | TS019 | Probe for soil volumetric water content measurement. | - | - | soil_moisture_30cm | Soil Moisture | The amount of moisture present in the soil, often expressed as a percentage of the maximum amount the soil could hold at a given temperature. | Percentage | % | Lamine_Moussa_TS019_soil_moisture_30cm | The datastream containing mesures of field Lamine Moussa by sensor TS019 which measures Soil Moisture. | None
Tunisia | Lamine Moussa | Field in Tunisia (Ali) | 33.3097 | 10.3361 | TS019 | Probe for soil volumetric water content measurement. | - | - | soil_temperature_30cm | Soil Temperature | The measure of temperature of the soil. | Degrees Celsius | ºC | Lamine_Moussa_TS019_soil_temperature_30cm | The datastream containing mesures of field Lamine Moussa by sensor TS019 which measures Soil Temperature. | None
Tunisia | Lamine Moussa | Field in Tunisia (Ali) | 33.3097 | 10.3361 | TS020 | Probe for soil volumetric water content measurement. | - | - | soil_moisture_45cm | Soil Moisture | The amount of moisture present in the soil, often expressed as a percentage of the maximum amount the soil could hold at a given temperature. | Percentage | % | Lamine_Moussa_TS020_soil_moisture_45cm | The datastream containing mesures of field Lamine Moussa by sensor TS020 which measures Soil Moisture. | None
Tunisia | Lamine Moussa | Field in Tunisia (Ali) | 33.3097 | 10.3361 | TS020 | Probe for soil volumetric water content measurement. | - | - | soil_temperature_45cm | Soil Temperature | The measure of temperature of the soil. | Degrees Celsius | ºC | Lamine_Moussa_TS020_soil_temperature_45cm | The datastream containing mesures of field Lamine Moussa by sensor TS020 which measures Soil Temperature. | None
Tunisia | Lamine Moussa | Field in Tunisia (Ali) | 33.3097 | 10.3361 | TS029 | Water meter that utilizes the Woltman principle for measuring water flow in large industrial and commercial applications. | - | - | water_flow | Water Flow | The continuous movement of water in a particular direction. | Cubic meters per second | m^3/s | Lamine_Moussa_TS029_water_flow | The datastream containing mesures of field Lamine Moussa by sensor TS029 which measures Water Flow. | None
Tunisia | Lamine Moussa | Field in Tunisia (Ali) | 33.3097 | 10.3361 | TS043 | Water meter that utilizes the Woltman principle for measuring water flow in large industrial and commercial applications. | - | - | water_flow | Water Flow | The continuous movement of water in a particular direction. | Cubic meters per second | m^3/s | Lamine_Moussa_TS043_water_flow | The datastream containing mesures of field Lamine Moussa by sensor TS043 which measures Water Flow. | None
Tunisia | Mabrouka Company | Field in Tunisia | 33.3413 | 10.325 | TS021 | Probe for soil volumetric water content measurement. | - | - | soil_moisture_15cm | Soil Moisture | The amount of moisture present in the soil, often expressed as a percentage of the maximum amount the soil could hold at a given temperature. | Percentage | % | Mabrouka_Company_TS021_soil_moisture_15cm | The datastream containing mesures of field Mabrouka Company by sensor TS021 which measures Soil Moisture. | None
Tunisia | Mabrouka Company | Field in Tunisia | 33.3413 | 10.325 | TS021 | Probe for soil volumetric water content measurement. | - | - | soil_temperature_15cm | Soil Temperature | The measure of temperature of the soil. | Degrees Celsius | ºC | Mabrouka_Company_TS021_soil_temperature_15cm | The datastream containing mesures of field Mabrouka Company by sensor TS021 which measures Soil Temperature. | None
Tunisia | Mabrouka Company | Field in Tunisia | 33.3413 | 10.325 | TS022 | Probe for soil volumetric water content measurement. | - | - | soil_moisture_30cm | Soil Moisture | The amount of moisture present in the soil, often expressed as a percentage of the maximum amount the soil could hold at a given temperature. | Percentage | % | Mabrouka_Company_TS022_soil_moisture_30cm | The datastream containing mesures of field Mabrouka Company by sensor TS022 which measures Soil Moisture. | None
Tunisia | Mabrouka Company | Field in Tunisia | 33.3413 | 10.325 | TS022 | Probe for soil volumetric water content measurement. | - | - | soil_temperature_30cm | Soil Temperature | The measure of temperature of the soil. | Degrees Celsius | ºC | Mabrouka_Company_TS022_soil_temperature_30cm | The datastream containing mesures of field Mabrouka Company by sensor TS022 which measures Soil Temperature. | None
Tunisia | Mabrouka Company | Field in Tunisia | 33.3413 | 10.325 | TS023 | Probe for soil volumetric water content measurement. | - | - | soil_moisture_45cm | Soil Moisture | The amount of moisture present in the soil, often expressed as a percentage of the maximum amount the soil could hold at a given temperature. | Percentage | % | Mabrouka_Company_TS023_soil_moisture_45cm | The datastream containing mesures of field Mabrouka Company by sensor TS023 which measures Soil Moisture. | None
Tunisia | Mabrouka Company | Field in Tunisia | 33.3413 | 10.325 | TS023 | Probe for soil volumetric water content measurement. | - | - | soil_temperature_45cm | Soil Temperature | The measure of temperature of the soil. | Degrees Celsius | ºC | Mabrouka_Company_TS023_soil_temperature_45cm | The datastream containing mesures of field Mabrouka Company by sensor TS023 which measures Soil Temperature. | None
Tunisia | Mabrouka Company | Field in Tunisia | 33.3413 | 10.325 | TS024 | Probe for soil volumetric water content measurement. | - | - | soil_moisture_15cm | Soil Moisture | The amount of moisture present in the soil, often expressed as a percentage of the maximum amount the soil could hold at a given temperature. | Percentage | % | Mabrouka_Company_TS024_soil_moisture_15cm | The datastream containing mesures of field Mabrouka Company by sensor TS024 which measures Soil Moisture. | None
Tunisia | Mabrouka Company | Field in Tunisia | 33.3413 | 10.325 | TS024 | Probe for soil volumetric water content measurement. | - | - | soil_temperature_15cm | Soil Temperature | The measure of temperature of the soil. | Degrees Celsius | ºC | Mabrouka_Company_TS024_soil_temperature_15cm | The datastream containing mesures of field Mabrouka Company by sensor TS024 which measures Soil Temperature. | None
Tunisia | Mabrouka Company | Field in Tunisia | 33.3413 | 10.325 | TS025 | Probe for soil volumetric water content measurement. | - | - | soil_moisture_30cm | Soil Moisture | The amount of moisture present in the soil, often expressed as a percentage of the maximum amount the soil could hold at a given temperature. | Percentage | % | Mabrouka_Company_TS025_soil_moisture_30cm | The datastream containing mesures of field Mabrouka Company by sensor TS025 which measures Soil Moisture. | None
Tunisia | Mabrouka Company | Field in Tunisia | 33.3413 | 10.325 | TS025 | Probe for soil volumetric water content measurement. | - | - | soil_temperature_30cm | Soil Temperature | The measure of temperature of the soil. | Degrees Celsius | ºC | Mabrouka_Company_TS025_soil_temperature_30cm | The datastream containing mesures of field Mabrouka Company by sensor TS025 which measures Soil Temperature. | None
Tunisia | Mabrouka Company | Field in Tunisia | 33.3413 | 10.325 | TS026 | Probe for soil volumetric water content measurement. | - | - | soil_moisture_45cm | Soil Moisture | The amount of moisture present in the soil, often expressed as a percentage of the maximum amount the soil could hold at a given temperature. | Percentage | % | Mabrouka_Company_TS026_soil_moisture_45cm | The datastream containing mesures of field Mabrouka Company by sensor TS026 which measures Soil Moisture. | None
Tunisia | Mabrouka Company | Field in Tunisia | 33.3413 | 10.325 | TS026 | Probe for soil volumetric water content measurement. | - | - | soil_temperature_45cm | Soil Temperature | The measure of temperature of the soil. | Degrees Celsius | ºC | Mabrouka_Company_TS026_soil_temperature_45cm | The datastream containing mesures of field Mabrouka Company by sensor TS026 which measures Soil Temperature. | None
Tunisia | Mabrouka Company | Field in Tunisia | 33.3413 | 10.325 | TS030 | Water meter that utilizes the Woltman principle for measuring water flow in large industrial and commercial applications. | - | - | water_flow | Water Flow | The continuous movement of water in a particular direction. | Cubic meters per second | m^3/s | Mabrouka_Company_TS030_water_flow | The datastream containing mesures of field Mabrouka Company by sensor TS030 which measures Water Flow. | None
Tunisia | Mabrouka Company | Field in Tunisia | 33.3413 | 10.325 | TS045 | Water meter that utilizes the Woltman principle for measuring water flow in large industrial and commercial applications. | - | - | water_flow | Water Flow | The continuous movement of water in a particular direction. | Cubic meters per second | m^3/s | Mabrouka_Company_TS045_water_flow | The datastream containing mesures of field Mabrouka Company by sensor TS045 which measures Water Flow. | None
Tunisia | SONEDE - Well Drilling 1 | Well in Tunisia | 33.3405 | 10.3573 | TS037 | Water meter that utilizes the Woltman principle for measuring water flow in large industrial and commercial applications. | - | - | water_flow | Water Flow | The continuous movement of water in a particular direction. | Cubic meters per second | m^3/s | SONEDE_-_Well_Drilling_1_TS037_water_flow | The datastream containing mesures of field SONEDE - Well Drilling 1 by sensor TS037 which measures Water Flow. | Weekly
Tunisia | SONEDE - Well Drilling 2 | Well in Tunisia | 33.3218 | 10.385 | TS038 | Water meter that utilizes the Woltman principle for measuring water flow in large industrial and commercial applications. | - | - | water_flow | Water Flow | The continuous movement of water in a particular direction. | Cubic meters per second | m^3/s | SONEDE_-_Well_Drilling_2_TS038_water_flow | The datastream containing mesures of field SONEDE - Well Drilling 2 by sensor TS038 which measures Water Flow. | Weekly
Tunisia | SONEDE - Well Drilling 3 | Well in Tunisia | 33.2839 | 10.4275 | TS039 | Water meter that utilizes the Woltman principle for measuring water flow in large industrial and commercial applications. | - | - | water_flow | Water Flow | The continuous movement of water in a particular direction. | Cubic meters per second | m^3/s | SONEDE_-_Well_Drilling_3_TS039_water_flow | The datastream containing mesures of field SONEDE - Well Drilling 3 by sensor TS039 which measures Water Flow. | Weekly
Tunisia | SONEDE - Well Drilling 4 | Well in Tunisia | 33.3068 | 10.3713 | TS040 | Water meter that utilizes the Woltman principle for measuring water flow in large industrial and commercial applications. | - | - | water_flow | Water Flow | The continuous movement of water in a particular direction. | Cubic meters per second | m^3/s | SONEDE_-_Well_Drilling_4_TS040_water_flow | The datastream containing mesures of field SONEDE - Well Drilling 4 by sensor TS040 which measures Water Flow. | Weekly
Tunisia | SONEDE - Well Drilling 5 | Well in Tunisia | 33.4063 | 10.4334 | TS031 | Water meter that utilizes the Woltman principle for measuring water flow in large industrial and commercial applications. | - | - | water_flow | Water Flow | The continuous movement of water in a particular direction. | Cubic meters per second | m^3/s | SONEDE_-_Well_Drilling_5_TS031_water_flow | The datastream containing mesures of field SONEDE - Well Drilling 5 by sensor TS031 which measures Water Flow. | Weekly
Tunisia | SONEDE - Well Drilling 6 | Well in Tunisia | 33.4063 | 10.4334 | TS036 | Water meter that utilizes the Woltman principle for measuring water flow in large industrial and commercial applications. | - | - | water_flow | Water Flow | The continuous movement of water in a particular direction. | Cubic meters per second | m^3/s | SONEDE_-_Well_Drilling_6_TS036_water_flow | The datastream containing mesures of field SONEDE - Well Drilling 6 by sensor TS036 which measures Water Flow. | Weekly
Tunisia | DRW 1 | Drilling in Tunisia | 33.2459 | 10.4446 | TS048 | Device that detects the level of liquids and other fluids and fluidized solids. | - | - | level | Groundwater Level | The depth at which the water table is found beneath the Earth's surface. | Meters | m | DRW_1_TS048_level | The datastream containing mesures of field DRW 1 by sensor TS048 which measures Groundwater Level. | Weekly
Tunisia | DRW 1 | Drilling in Tunisia | 33.2459 | 10.4446 | TS048 | Device that detects the level of liquids and other fluids and fluidized solids. | - | - | pressure | Reference Pressure | A standard pressure value used as a basis for comparison in meteorology. | Kilopascal | kPa | DRW_1_TS048_pressure | The datastream containing mesures of field DRW 1 by sensor TS048 which measures Reference Pressure. | Weekly
Tunisia | DRW 2 | Drilling in Tunisia | 33.3183 | 10.38 | TS049 | Device that detects the level of liquids and other fluids and fluidized solids. | - | - | level | Groundwater Level | The depth at which the water table is found beneath the Earth's surface. | Meters | m | DRW_2_TS049_level | The datastream containing mesures of field DRW 2 by sensor TS049 which measures Groundwater Level. | Weekly
Tunisia | DRW 2 | Drilling in Tunisia | 33.3183 | 10.38 | TS049 | Device that detects the level of liquids and other fluids and fluidized solids. | - | - | pressure | Reference Pressure | A standard pressure value used as a basis for comparison in meteorology. | Kilopascal | kPa | DRW_2_TS049_pressure | The datastream containing mesures of field DRW 2 by sensor TS049 which measures Reference Pressure. | Weekly
Tunisia | WWQ 1 | Well water quality site in Tunisia | 33.2416 | 10.4433 | TS046 | Compact sonde or sensor which could monitor temperature, pH value, turbidity, conductivity and dissolved oxygen in one instrument. | - | - | ph | pH | Measure of the acidity or alkalinity of a solution. | - | - | WWQ_1_TS046_ph | The datastream containing mesures of field WWQ 1 by sensor TS046 which measures pH. | Weekly
Tunisia | WWQ 1 | Well water quality site in Tunisia | 33.2416 | 10.4433 | TS046 | Compact sonde or sensor which could monitor temperature, pH value, turbidity, conductivity and dissolved oxygen in one instrument. | - | - | temperature | Temperature | The measure of the hotness or coldness of something. | Degrees Celsius | ºC | WWQ_1_TS046_temperature | The datastream containing mesures of field WWQ 1 by sensor TS046 which measures Temperature. | Weekly
Tunisia | WWQ 1 | Well water quality site in Tunisia | 33.2416 | 10.4433 | TS046 | Compact sonde or sensor which could monitor temperature, pH value, turbidity, conductivity and dissolved oxygen in one instrument. | - | - | electric_conductivity | Electric Conductivity | Measure of the ability of a solution to conduct electricity. | Microsiemens per centimeter | μS/cm | WWQ_1_TS046_electric_conductivity | The datastream containing mesures of field WWQ 1 by sensor TS046 which measures Electric Conductivity. | Weekly
Tunisia | WWQ 1 | Well water quality site in Tunisia | 33.2416 | 10.4433 | TS046 | Compact sonde or sensor which could monitor temperature, pH value, turbidity, conductivity and dissolved oxygen in one instrument. | - | - | nitrate | NO4 / Nitrate | Concentration of nitrogen. | Milligrams per liter | mg/L | WWQ_1_TS046_nitrate | The datastream containing mesures of field WWQ 1 by sensor TS046 which measures NO4 / Nitrate. | Weekly
Tunisia | WWQ 1 | Well water quality site in Tunisia | 33.2416 | 10.4433 | TS046 | Compact sonde or sensor which could monitor temperature, pH value, turbidity, conductivity and dissolved oxygen in one instrument. | - | - | water_level | Groundwater Level | The depth at which the water table is found beneath the Earth's surface. | Meters | m | WWQ_1_TS046_water_level | The datastream containing mesures of field WWQ 1 by sensor TS046 which measures Groundwater Level. | Weekly
Tunisia | WWQ 2 | Well water quality site in Tunisia | 33.3068 | 10.3713 | TS047 | Compact sonde or sensor which could monitor temperature, pH value, turbidity, conductivity and dissolved oxygen in one instrument. | - | - | ph | pH | Measure of the acidity or alkalinity of a solution. | - | - | WWQ_2_TS047_ph | The datastream containing mesures of field WWQ 2 by sensor TS047 which measures pH. | Weekly
Tunisia | WWQ 2 | Well water quality site in Tunisia | 33.3068 | 10.3713 | TS047 | Compact sonde or sensor which could monitor temperature, pH value, turbidity, conductivity and dissolved oxygen in one instrument. | - | - | temperature | Temperature | The measure of the hotness or coldness of something. | Degrees Celsius | ºC | WWQ_2_TS047_temperature | The datastream containing mesures of field WWQ 2 by sensor TS047 which measures Temperature. | Weekly
Tunisia | WWQ 2 | Well water quality site in Tunisia | 33.3068 | 10.3713 | TS047 | Compact sonde or sensor which could monitor temperature, pH value, turbidity, conductivity and dissolved oxygen in one instrument. | - | - | electric_conductivity | Electric Conductivity | Measure of the ability of a solution to conduct electricity. | Microsiemens per centimeter | μS/cm | WWQ_2_TS047_electric_conductivity | The datastream containing mesures of field WWQ 2 by sensor TS047 which measures Electric Conductivity. | Weekly
Tunisia | WWQ 2 | Well water quality site in Tunisia | 33.3068 | 10.3713 | TS047 | Compact sonde or sensor which could monitor temperature, pH value, turbidity, conductivity and dissolved oxygen in one instrument. | - | - | nitrate | NO4 / Nitrate | Concentration of nitrogen. | Milligrams per liter | mg/L | WWQ_2_TS047_nitrate | The datastream containing mesures of field WWQ 2 by sensor TS047 which measures NO4 / Nitrate. | Weekly
Tunisia | WWQ 2 | Well water quality site in Tunisia | 33.3068 | 10.3713 | TS047 | Compact sonde or sensor which could monitor temperature, pH value, turbidity, conductivity and dissolved oxygen in one instrument. | - | - | water_level | Groundwater Level | The depth at which the water table is found beneath the Earth's surface. | Meters | m | WWQ_2_TS047_water_level | The datastream containing mesures of field WWQ 2 by sensor TS047 which measures Groundwater Level. | Weekly
Tunisia | Old Matmata | Weather Station in Tunisia | 33.5458 | 9.9681 | TSXX | - | - | - | temperature | Temperature | The measure of the hotness or coldness of something. | Degrees Celsius | ºC | Old_Matmata_TSXX_temperature | The datastream containing mesures of field Old Matmata by sensor TSXX which measures Temperature. | None
Tunisia | Old Matmata | Weather Station in Tunisia | 33.5458 | 9.9681 | TSXX | - | - | - | rain_intensity | Max Precipitation Rate | The highest rate at which rain or other forms of precipitation fall in a given period. | Millimeters per hour | mm/h | Old_Matmata_TSXX_rain_intensity | The datastream containing mesures of field Old Matmata by sensor TSXX which measures Max Precipitation Rate. | None
Tunisia | Old Matmata | Weather Station in Tunisia | 33.5458 | 9.9681 | TSXX | - | - | - | cumulative_rainfall | Cumulative Rainfall | Cumulatime Rainfall. | Millimeters | mm | Old_Matmata_TSXX_cumulative_rainfall | The datastream containing mesures of field Old Matmata by sensor TSXX which measures Cumulative Rainfall. | None
Tunisia | Old Matmata | Weather Station in Tunisia | 33.5458 | 9.9681 | TSXX | - | - | - | wind_speed | Wind Speed | The rate at which the air is moving horizontally, often measured in miles per hour or meters per second. | Meters per second | m/s | Old_Matmata_TSXX_wind_speed | The datastream containing mesures of field Old Matmata by sensor TSXX which measures Wind Speed. | None
Tunisia | Old Matmata | Weather Station in Tunisia | 33.5458 | 9.9681 | TSXX | - | - | - | solar_radiation | Solar Radiation | Energy from the sun in the form of electromagnetic waves. | Watts per square meter | W/m² | Old_Matmata_TSXX_solar_radiation | The datastream containing mesures of field Old Matmata by sensor TSXX which measures Solar Radiation. | None
Tunisia | Old Matmata | Weather Station in Tunisia | 33.5458 | 9.9681 | TSXX | - | - | - | wind_direction | Wind Direction | The compass direction from which the wind is blowing. | Degrees | º | Old_Matmata_TSXX_wind_direction | The datastream containing mesures of field Old Matmata by sensor TSXX which measures Wind Direction. | None
Tunisia | Old Matmata | Weather Station in Tunisia | 33.5458 | 9.9681 | TSXX | - | - | - | air_humidity | Air Humidity | The amount of moisture or water vapor present in the air, often expressed as a percentage of the maximum amount the air could hold at a given temperature. | Percentage | % | Old_Matmata_TSXX_air_humidity | The datastream containing mesures of field Old Matmata by sensor TSXX which measures Air Humidity. | None
Tunisia | Matmata Nouvelle | Weather Station in Tunisia | 33.6823 | 9.9943 | TSXX2 | - | - | - | temperature | Temperature | The measure of the hotness or coldness of something. | Degrees Celsius | ºC | Matmata_Nouvelle_TSXX2_temperature | The datastream containing mesures of field Matmata Nouvelle by sensor TSXX2 which measures Temperature. | None
Tunisia | Matmata Nouvelle | Weather Station in Tunisia | 33.6823 | 9.9943 | TSXX2 | - | - | - | rain_intensity | Max Precipitation Rate | The highest rate at which rain or other forms of precipitation fall in a given period. | Millimeters per hour | mm/h | Matmata_Nouvelle_TSXX2_rain_intensity | The datastream containing mesures of field Matmata Nouvelle by sensor TSXX2 which measures Max Precipitation Rate. | None
Tunisia | Matmata Nouvelle | Weather Station in Tunisia | 33.6823 | 9.9943 | TSXX2 | - | - | - | cumulative_rainfall | Cumulative Rainfall | Cumulatime Rainfall. | Millimeters | mm | Matmata_Nouvelle_TSXX2_cumulative_rainfall | The datastream containing mesures of field Matmata Nouvelle by sensor TSXX2 which measures Cumulative Rainfall. | None
Tunisia | Matmata Nouvelle | Weather Station in Tunisia | 33.6823 | 9.9943 | TSXX2 | - | - | - | wind_speed | Wind Speed | The rate at which the air is moving horizontally, often measured in miles per hour or meters per second. | Meters per second | m/s | Matmata_Nouvelle_TSXX2_wind_speed | The datastream containing mesures of field Matmata Nouvelle by sensor TSXX2 which measures Wind Speed. | None
Tunisia | Matmata Nouvelle | Weather Station in Tunisia | 33.6823 | 9.9943 | TSXX2 | - | - | - | solar_radiation | Solar Radiation | Energy from the sun in the form of electromagnetic waves. | Watts per square meter | W/m² | Matmata_Nouvelle_TSXX2_solar_radiation | The datastream containing mesures of field Matmata Nouvelle by sensor TSXX2 which measures Solar Radiation. | None
Tunisia | Matmata Nouvelle | Weather Station in Tunisia | 33.6823 | 9.9943 | TSXX2 | - | - | - | wind_direction | Wind Direction | The compass direction from which the wind is blowing. | Degrees | º | Matmata_Nouvelle_TSXX2_wind_direction | The datastream containing mesures of field Matmata Nouvelle by sensor TSXX2 which measures Wind Direction. | None
Tunisia | Matmata Nouvelle | Weather Station in Tunisia | 33.6823 | 9.9943 | TSXX2 | - | - | - | air_humidity | Air Humidity | The amount of moisture or water vapor present in the air, often expressed as a percentage of the maximum amount the air could hold at a given temperature. | Percentage | % | Matmata_Nouvelle_TSXX2_air_humidity | The datastream containing mesures of field Matmata Nouvelle by sensor TSXX2 which measures Air Humidity. | None
Italy | Tirso_Aquifer | VanWalt Well in Italy | - | - | 000269 | - | - | - | Water Level mH2O TOW | Groundwater Level | The depth at which the water table is found beneath the Earth's surface. | Meters | m | Tirso_Aquifer_000269_Water_Level_mH2O_TOW | The datastream containing mesures of field Tirso_Aquifer by sensor 000269 which measures Groundwater Level. | Weekly
Italy | Tirso_Aquifer | VanWalt Well in Italy | - | - | 000279 | - | - | - | Depth_mH2O | Groundwater Level | The depth at which the water table is found beneath the Earth's surface. | Meters | m | Tirso_Aquifer_000279_Depth_mH2O | The datastream containing mesures of field Tirso_Aquifer by sensor 000279 which measures Groundwater Level. | Weekly
Italy | Tirso_Aquifer | VanWalt Well in Italy | - | - | 000279 | - | - | - | Turbidity_NTU | Turbidity | Turbidity of water | Nephelometric Turbidity Units | NTU | Tirso_Aquifer_000279_Turbidity_NTU | The datastream containing mesures of field Tirso_Aquifer by sensor 000279 which measures Turbidity. | Weekly
Italy | Tirso_Aquifer | VanWalt Well in Italy | - | - | 000279 | - | - | - | Temperature_C | Air Temperature | The measure of the hotness or coldness of the air. | Degrees Celsius | ºC | Tirso_Aquifer_000279_Temperature_C | The datastream containing mesures of field Tirso_Aquifer by sensor 000279 which measures Air Temperature. | Weekly
Italy | Tirso_Aquifer | VanWalt Well in Italy | - | - | 000279 | - | - | - | pH | pH | Measure of the acidity or alkalinity of a solution. | - | - | Tirso_Aquifer_000279_pH | The datastream containing mesures of field Tirso_Aquifer by sensor 000279 which measures pH. | Weekly
Italy | Tirso_Aquifer | VanWalt Well in Italy | - | - | 000279 | - | - | - | ORP_mV | ORP | Oxidation and Reduction Potential | Millivolts | mV | Tirso_Aquifer_000279_ORP_mV | The datastream containing mesures of field Tirso_Aquifer by sensor 000279 which measures ORP. | Weekly
Italy | Tirso_Aquifer | VanWalt Well in Italy | - | - | 000279 | - | - | - | Specific Conductivity_us/cm | Electric Conductivity | Measure of the ability of a solution to conduct electricity. | Microsiemens per centimeter | μS/cm | Tirso_Aquifer_000279_Specific_Conductivity_us/cm | The datastream containing mesures of field Tirso_Aquifer by sensor 000279 which measures Electric Conductivity. | Weekly
Italy | Tirso_Aquifer | VanWalt Well in Italy | - | - | 000279 | - | - | - | Nitrate Sensor_Temperature_C | NO4 / Nitrate | Concentration of nitrogen. | Milligrams per liter | mg/L | Tirso_Aquifer_000279_Nitrate_Sensor_Temperature_C | The datastream containing mesures of field Tirso_Aquifer by sensor 000279 which measures NO4 / Nitrate. | Weekly
Italy | Tirso_Aquifer | VanWalt Well in Italy | - | - | 000279 | - | - | - | Wave Length_ABS 220 | Groundwater Level | The depth at which the water table is found beneath the Earth's surface. | Meters | m | Tirso_Aquifer_000279_Wave_Length_ABS_220 | The datastream containing mesures of field Tirso_Aquifer by sensor 000279 which measures Groundwater Level. | Weekly
Italy | Tirso_Aquifer | VanWalt Well in Italy | - | - | 000279 | - | - | - | Wave Length_ABS 270 | Groundwater Level | The depth at which the water table is found beneath the Earth's surface. | Meters | m | Tirso_Aquifer_000279_Wave_Length_ABS_270 | The datastream containing mesures of field Tirso_Aquifer by sensor 000279 which measures Groundwater Level. | Weekly
Italy | Tirso_Aquifer | VanWalt Well in Italy | - | - | 000279 | - | - | - | Nitrate_PPm | NO4 / Nitrate | Concentration of nitrogen. | Milligrams per liter | mg/L | Tirso_Aquifer_000279_Nitrate_PPm | The datastream containing mesures of field Tirso_Aquifer by sensor 000279 which measures NO4 / Nitrate. | Weekly
Italy | Tirso_Aquifer | VanWalt Well in Italy | - | - | 000279 | - | - | - | Voltage | Battery Voltage | The electrical potential in a battery, indicating its charge level. | Millivolts | mV | Tirso_Aquifer_000279_Voltage | The datastream containing mesures of field Tirso_Aquifer by sensor 000279 which measures Battery Voltage. | Weekly
Italy | Tirso_Aquifer | VanWalt Well in Italy | - | - | 000279 | - | - | - | Water Level mH2O_TOW | Groundwater Level | The depth at which the water table is found beneath the Earth's surface. | Meters | m | Tirso_Aquifer_000279_Water_Level_mH2O_TOW | The datastream containing mesures of field Tirso_Aquifer by sensor 000279 which measures Groundwater Level. | Weekly
Italy | Tirso_Aquifer | VanWalt Well in Italy | - | - | 000282 | - | - | - | AQT_Param1 | Groundwater Level | The depth at which the water table is found beneath the Earth's surface. | Meters | m | Tirso_Aquifer_000282_AQT_Param1 | The datastream containing mesures of field Tirso_Aquifer by sensor 000282 which measures Groundwater Level. | Weekly
Italy | Tirso_Aquifer | VanWalt Well in Italy | - | - | 000282 | - | - | - | AQT_Param2 | Groundwater Level | The depth at which the water table is found beneath the Earth's surface. | Meters | m | Tirso_Aquifer_000282_AQT_Param2 | The datastream containing mesures of field Tirso_Aquifer by sensor 000282 which measures Groundwater Level. | Weekly
Italy | Tirso_Aquifer | VanWalt Well in Italy | - | - | 000282 | - | - | - | AQT_Param3 | Groundwater Level | The depth at which the water table is found beneath the Earth's surface. | Meters | m | Tirso_Aquifer_000282_AQT_Param3 | The datastream containing mesures of field Tirso_Aquifer by sensor 000282 which measures Groundwater Level. | Weekly
Italy | Tirso_Aquifer | VanWalt Well in Italy | - | - | 000282 | - | - | - | AQT_Param4 | Groundwater Level | The depth at which the water table is found beneath the Earth's surface. | Meters | m | Tirso_Aquifer_000282_AQT_Param4 | The datastream containing mesures of field Tirso_Aquifer by sensor 000282 which measures Groundwater Level. | Weekly
Italy | Tirso_Aquifer | VanWalt Well in Italy | - | - | 000282 | - | - | - | AQT_Param6 | Groundwater Level | The depth at which the water table is found beneath the Earth's surface. | Meters | m | Tirso_Aquifer_000282_AQT_Param6 | The datastream containing mesures of field Tirso_Aquifer by sensor 000282 which measures Groundwater Level. | Weekly
Italy | Tirso_Aquifer | VanWalt Well in Italy | - | - | 000282 | - | - | - | AQT_Param7 | Groundwater Level | The depth at which the water table is found beneath the Earth's surface. | Meters | m | Tirso_Aquifer_000282_AQT_Param7 | The datastream containing mesures of field Tirso_Aquifer by sensor 000282 which measures Groundwater Level. | Weekly
Italy | Tirso_Aquifer | VanWalt Well in Italy | - | - | 000282 | - | - | - | Temperature | Air Temperature | The measure of the hotness or coldness of the air. | Degrees Celsius | ºC | Tirso_Aquifer_000282_Temperature | The datastream containing mesures of field Tirso_Aquifer by sensor 000282 which measures Air Temperature. | Weekly
Italy | Tirso_Aquifer | VanWalt Well in Italy | - | - | 000282 | - | - | - | 220 | Groundwater Level | The depth at which the water table is found beneath the Earth's surface. | Meters | m | Tirso_Aquifer_000282_220 | The datastream containing mesures of field Tirso_Aquifer by sensor 000282 which measures Groundwater Level. | Weekly
Italy | Tirso_Aquifer | VanWalt Well in Italy | - | - | 000282 | - | - | - | 270 | Groundwater Level | The depth at which the water table is found beneath the Earth's surface. | Meters | m | Tirso_Aquifer_000282_270 | The datastream containing mesures of field Tirso_Aquifer by sensor 000282 which measures Groundwater Level. | Weekly
Italy | Tirso_Aquifer | VanWalt Well in Italy | - | - | 000282 | - | - | - | PPm | Groundwater Level | The depth at which the water table is found beneath the Earth's surface. | Meters | m | Tirso_Aquifer_000282_PPm | The datastream containing mesures of field Tirso_Aquifer by sensor 000282 which measures Groundwater Level. | Weekly
Italy | Tirso_Aquifer | VanWalt Well in Italy | - | - | 000282 | - | - | - | Power Supply (V) | Electric Conductivity | Measure of the ability of a solution to conduct electricity. | Microsiemens per centimeter | μS/cm | Tirso_Aquifer_000282_Power_Supply_(V) | The datastream containing mesures of field Tirso_Aquifer by sensor 000282 which measures Electric Conductivity. | Weekly
Italy | Tirso_Aquifer | VanWalt Well in Italy | - | - | 000282 | - | - | - | Water Level mH2O_TOW | Groundwater Level | The depth at which the water table is found beneath the Earth's surface. | Meters | m | Tirso_Aquifer_000282_Water_Level_mH2O_TOW | The datastream containing mesures of field Tirso_Aquifer by sensor 000282 which measures Groundwater Level. | Weekly
Italy | Tirso_Aquifer | VanWalt Well in Italy | - | - | 000269 | - | - | - | Depth_mH2O | Groundwater Level | The depth at which the water table is found beneath the Earth's surface. | Meters | m | Tirso_Aquifer_000269_Depth_mH2O | The datastream containing mesures of field Tirso_Aquifer by sensor 000269 which measures Groundwater Level. | Weekly
Italy | Tirso_Aquifer | VanWalt Well in Italy | - | - | 000269 | - | - | - | Turbidity_NTU | Turbidity | Turbidity of water | Nephelometric Turbidity Units | NTU | Tirso_Aquifer_000269_Turbidity_NTU | The datastream containing mesures of field Tirso_Aquifer by sensor 000269 which measures Turbidity. | Weekly
Italy | Tirso_Aquifer | VanWalt Well in Italy | - | - | 000269 | - | - | - | Temperature_C | Air Temperature | The measure of the hotness or coldness of the air. | Degrees Celsius | ºC | Tirso_Aquifer_000269_Temperature_C | The datastream containing mesures of field Tirso_Aquifer by sensor 000269 which measures Air Temperature. | Weekly
Italy | Tirso_Aquifer | VanWalt Well in Italy | - | - | 000269 | - | - | - | pH | pH | Measure of the acidity or alkalinity of a solution. | - | - | Tirso_Aquifer_000269_pH | The datastream containing mesures of field Tirso_Aquifer by sensor 000269 which measures pH. | Weekly
Italy | Tirso_Aquifer | VanWalt Well in Italy | - | - | 000269 | - | - | - | ORP_mV | ORP | Oxidation and Reduction Potential | Millivolts | mV | Tirso_Aquifer_000269_ORP_mV | The datastream containing mesures of field Tirso_Aquifer by sensor 000269 which measures ORP. | Weekly
Italy | Tirso_Aquifer | VanWalt Well in Italy | - | - | 000269 | - | - | - | Specific Conductivity_us/cm | Electric Conductivity | Measure of the ability of a solution to conduct electricity. | Microsiemens per centimeter | μS/cm | Tirso_Aquifer_000269_Specific_Conductivity_us/cm | The datastream containing mesures of field Tirso_Aquifer by sensor 000269 which measures Electric Conductivity. | Weekly
Italy | Tirso_Aquifer | VanWalt Well in Italy | - | - | 000269 | - | - | - | Nitrate Sensor_Temperature_C | NO4 / Nitrate | Concentration of nitrogen. | Milligrams per liter | mg/L | Tirso_Aquifer_000269_Nitrate_Sensor_Temperature_C | The datastream containing mesures of field Tirso_Aquifer by sensor 000269 which measures NO4 / Nitrate. | Weekly
Italy | Tirso_Aquifer | VanWalt Well in Italy | - | - | 000269 | - | - | - | Wave Length_ABS 220 | Groundwater Level | The depth at which the water table is found beneath the Earth's surface. | Meters | m | Tirso_Aquifer_000269_Wave_Length_ABS_220 | The datastream containing mesures of field Tirso_Aquifer by sensor 000269 which measures Groundwater Level. | Weekly
Italy | Tirso_Aquifer | VanWalt Well in Italy | - | - | 000269 | - | - | - | Wave Length_ABS 270 | Groundwater Level | The depth at which the water table is found beneath the Earth's surface. | Meters | m | Tirso_Aquifer_000269_Wave_Length_ABS_270 | The datastream containing mesures of field Tirso_Aquifer by sensor 000269 which measures Groundwater Level. | Weekly
Italy | Tirso_Aquifer | VanWalt Well in Italy | - | - | 000269 | - | - | - | Nitrate_PPm | NO4 / Nitrate | Concentration of nitrogen. | Milligrams per liter | mg/L | Tirso_Aquifer_000269_Nitrate_PPm | The datastream containing mesures of field Tirso_Aquifer by sensor 000269 which measures NO4 / Nitrate. | Weekly
Italy | Tirso_Aquifer | VanWalt Well in Italy | - | - | 000269 | - | - | - | Voltage | Battery Voltage | The electrical potential in a battery, indicating its charge level. | Millivolts | mV | Tirso_Aquifer_000269_Voltage | The datastream containing mesures of field Tirso_Aquifer by sensor 000269 which measures Battery Voltage. | Weekly
Lebanon | Haouch el Saalouk West Bekaa | Haouch el Saalouk West Bekaa Field in Lebanon | 33.7381 | 35.787 | 36231677 | MRL-8 Datalogger equipped with 3 Enviropro Soil sensors | Datalogger | - | VWC 1-10cm | Soil Moisture | The amount of moisture present in the soil, often expressed as a percentage of the maximum amount the soil could hold at a given temperature. | Percentage | % | Haouch_el_Saalouk_West_Bekaa_36231677_VWC_1-10cm | The datastream containing mesures of field Haouch el Saalouk West Bekaa by sensor 36231677 which measures Soil Moisture. | None
Lebanon | Haouch el Saalouk West Bekaa | Haouch el Saalouk West Bekaa Field in Lebanon | 33.7381 | 35.787 | 36231677 | MRL-8 Datalogger equipped with 3 Enviropro Soil sensors | Datalogger | - | VWC 1-20cm | Soil Moisture | The amount of moisture present in the soil, often expressed as a percentage of the maximum amount the soil could hold at a given temperature. | Percentage | % | Haouch_el_Saalouk_West_Bekaa_36231677_VWC_1-20cm | The datastream containing mesures of field Haouch el Saalouk West Bekaa by sensor 36231677 which measures Soil Moisture. | None
Lebanon | Haouch el Saalouk West Bekaa | Haouch el Saalouk West Bekaa Field in Lebanon | 33.7381 | 35.787 | 36231677 | MRL-8 Datalogger equipped with 3 Enviropro Soil sensors | Datalogger | - | VWC 1-40cm | Soil Moisture | The amount of moisture present in the soil, often expressed as a percentage of the maximum amount the soil could hold at a given temperature. | Percentage | % | Haouch_el_Saalouk_West_Bekaa_36231677_VWC_1-40cm | The datastream containing mesures of field Haouch el Saalouk West Bekaa by sensor 36231677 which measures Soil Moisture. | None
Lebanon | Haouch el Saalouk West Bekaa | Haouch el Saalouk West Bekaa Field in Lebanon | 33.7381 | 35.787 | 36231677 | MRL-8 Datalogger equipped with 3 Enviropro Soil sensors | Datalogger | - | VWC 1-60cm | Soil Moisture | The amount of moisture present in the soil, often expressed as a percentage of the maximum amount the soil could hold at a given temperature. | Percentage | % | Haouch_el_Saalouk_West_Bekaa_36231677_VWC_1-60cm | The datastream containing mesures of field Haouch el Saalouk West Bekaa by sensor 36231677 which measures Soil Moisture. | None
Lebanon | Haouch el Saalouk West Bekaa | Haouch el Saalouk West Bekaa Field in Lebanon | 33.7381 | 35.787 | 36231677 | MRL-8 Datalogger equipped with 3 Enviropro Soil sensors | Datalogger | - | VWC 1-80cm | Soil Moisture | The amount of moisture present in the soil, often expressed as a percentage of the maximum amount the soil could hold at a given temperature. | Percentage | % | Haouch_el_Saalouk_West_Bekaa_36231677_VWC_1-80cm | The datastream containing mesures of field Haouch el Saalouk West Bekaa by sensor 36231677 which measures Soil Moisture. | None
Lebanon | Haouch el Saalouk West Bekaa | Haouch el Saalouk West Bekaa Field in Lebanon | 33.7381 | 35.787 | 36231677 | MRL-8 Datalogger equipped with 3 Enviropro Soil sensors | Datalogger | - | VWC 1-100cm | Soil Moisture | The amount of moisture present in the soil, often expressed as a percentage of the maximum amount the soil could hold at a given temperature. | Percentage | % | Haouch_el_Saalouk_West_Bekaa_36231677_VWC_1-100cm | The datastream containing mesures of field Haouch el Saalouk West Bekaa by sensor 36231677 which measures Soil Moisture. | None
Lebanon | Haouch el Saalouk West Bekaa | Haouch el Saalouk West Bekaa Field in Lebanon | 33.7381 | 35.787 | 36231677 | MRL-8 Datalogger equipped with 3 Enviropro Soil sensors | Datalogger | - | VWC 1-120cm | Soil Moisture | The amount of moisture present in the soil, often expressed as a percentage of the maximum amount the soil could hold at a given temperature. | Percentage | % | Haouch_el_Saalouk_West_Bekaa_36231677_VWC_1-120cm | The datastream containing mesures of field Haouch el Saalouk West Bekaa by sensor 36231677 which measures Soil Moisture. | None
Lebanon | Haouch el Saalouk West Bekaa | Haouch el Saalouk West Bekaa Field in Lebanon | 33.7381 | 35.787 | 36231677 | MRL-8 Datalogger equipped with 3 Enviropro Soil sensors | Datalogger | - | VWC 1-140cm | Soil Moisture | The amount of moisture present in the soil, often expressed as a percentage of the maximum amount the soil could hold at a given temperature. | Percentage | % | Haouch_el_Saalouk_West_Bekaa_36231677_VWC_1-140cm | The datastream containing mesures of field Haouch el Saalouk West Bekaa by sensor 36231677 which measures Soil Moisture. | None
Lebanon | Haouch el Saalouk West Bekaa | Haouch el Saalouk West Bekaa Field in Lebanon | 33.7381 | 35.787 | 36231677 | MRL-8 Datalogger equipped with 3 Enviropro Soil sensors | Datalogger | - | VWC 1-160cm | Soil Moisture | The amount of moisture present in the soil, often expressed as a percentage of the maximum amount the soil could hold at a given temperature. | Percentage | % | Haouch_el_Saalouk_West_Bekaa_36231677_VWC_1-160cm | The datastream containing mesures of field Haouch el Saalouk West Bekaa by sensor 36231677 which measures Soil Moisture. | None
Lebanon | Haouch el Saalouk West Bekaa | Haouch el Saalouk West Bekaa Field in Lebanon | 33.7381 | 35.787 | 36231677 | MRL-8 Datalogger equipped with 3 Enviropro Soil sensors | Datalogger | - | Temp 1-10cm | Soil Temperature | The measure of temperature of the soil. | Degrees Celsius | ºC | Haouch_el_Saalouk_West_Bekaa_36231677_Temp_1-10cm | The datastream containing mesures of field Haouch el Saalouk West Bekaa by sensor 36231677 which measures Soil Temperature. | None
Lebanon | Haouch el Saalouk West Bekaa | Haouch el Saalouk West Bekaa Field in Lebanon | 33.7381 | 35.787 | 36231677 | MRL-8 Datalogger equipped with 3 Enviropro Soil sensors | Datalogger | - | Temp 1-20cm | Soil Temperature | The measure of temperature of the soil. | Degrees Celsius | ºC | Haouch_el_Saalouk_West_Bekaa_36231677_Temp_1-20cm | The datastream containing mesures of field Haouch el Saalouk West Bekaa by sensor 36231677 which measures Soil Temperature. | None
Lebanon | Haouch el Saalouk West Bekaa | Haouch el Saalouk West Bekaa Field in Lebanon | 33.7381 | 35.787 | 36231677 | MRL-8 Datalogger equipped with 3 Enviropro Soil sensors | Datalogger | - | Temp 1-40cm | Soil Temperature | The measure of temperature of the soil. | Degrees Celsius | ºC | Haouch_el_Saalouk_West_Bekaa_36231677_Temp_1-40cm | The datastream containing mesures of field Haouch el Saalouk West Bekaa by sensor 36231677 which measures Soil Temperature. | None
Lebanon | Haouch el Saalouk West Bekaa | Haouch el Saalouk West Bekaa Field in Lebanon | 33.7381 | 35.787 | 36231677 | MRL-8 Datalogger equipped with 3 Enviropro Soil sensors | Datalogger | - | Temp 1-60cm | Soil Temperature | The measure of temperature of the soil. | Degrees Celsius | ºC | Haouch_el_Saalouk_West_Bekaa_36231677_Temp_1-60cm | The datastream containing mesures of field Haouch el Saalouk West Bekaa by sensor 36231677 which measures Soil Temperature. | None
Lebanon | Haouch el Saalouk West Bekaa | Haouch el Saalouk West Bekaa Field in Lebanon | 33.7381 | 35.787 | 36231677 | MRL-8 Datalogger equipped with 3 Enviropro Soil sensors | Datalogger | - | Temp 1-80cm | Soil Temperature | The measure of temperature of the soil. | Degrees Celsius | ºC | Haouch_el_Saalouk_West_Bekaa_36231677_Temp_1-80cm | The datastream containing mesures of field Haouch el Saalouk West Bekaa by sensor 36231677 which measures Soil Temperature. | None
Lebanon | Haouch el Saalouk West Bekaa | Haouch el Saalouk West Bekaa Field in Lebanon | 33.7381 | 35.787 | 36231677 | MRL-8 Datalogger equipped with 3 Enviropro Soil sensors | Datalogger | - | Temp 1-100cm | Soil Temperature | The measure of temperature of the soil. | Degrees Celsius | ºC | Haouch_el_Saalouk_West_Bekaa_36231677_Temp_1-100cm | The datastream containing mesures of field Haouch el Saalouk West Bekaa by sensor 36231677 which measures Soil Temperature. | None
Lebanon | Haouch el Saalouk West Bekaa | Haouch el Saalouk West Bekaa Field in Lebanon | 33.7381 | 35.787 | 36231677 | MRL-8 Datalogger equipped with 3 Enviropro Soil sensors | Datalogger | - | Temp 1-120cm | Soil Temperature | The measure of temperature of the soil. | Degrees Celsius | ºC | Haouch_el_Saalouk_West_Bekaa_36231677_Temp_1-120cm | The datastream containing mesures of field Haouch el Saalouk West Bekaa by sensor 36231677 which measures Soil Temperature. | None
Lebanon | Haouch el Saalouk West Bekaa | Haouch el Saalouk West Bekaa Field in Lebanon | 33.7381 | 35.787 | 36231677 | MRL-8 Datalogger equipped with 3 Enviropro Soil sensors | Datalogger | - | Temp 1-140cm | Soil Temperature | The measure of temperature of the soil. | Degrees Celsius | ºC | Haouch_el_Saalouk_West_Bekaa_36231677_Temp_1-140cm | The datastream containing mesures of field Haouch el Saalouk West Bekaa by sensor 36231677 which measures Soil Temperature. | None
Lebanon | Haouch el Saalouk West Bekaa | Haouch el Saalouk West Bekaa Field in Lebanon | 33.7381 | 35.787 | 36231677 | MRL-8 Datalogger equipped with 3 Enviropro Soil sensors | Datalogger | - | Temp 1-160cm | Soil Temperature | The measure of temperature of the soil. | Degrees Celsius | ºC | Haouch_el_Saalouk_West_Bekaa_36231677_Temp_1-160cm | The datastream containing mesures of field Haouch el Saalouk West Bekaa by sensor 36231677 which measures Soil Temperature. | None
Lebanon | Haouch el Saalouk West Bekaa | Haouch el Saalouk West Bekaa Field in Lebanon | 33.7381 | 35.787 | 36231677 | MRL-8 Datalogger equipped with 3 Enviropro Soil sensors | Datalogger | - | VWC 2-10cm | Soil Moisture | The amount of moisture present in the soil, often expressed as a percentage of the maximum amount the soil could hold at a given temperature. | Percentage | % | Haouch_el_Saalouk_West_Bekaa_36231677_VWC_2-10cm | The datastream containing mesures of field Haouch el Saalouk West Bekaa by sensor 36231677 which measures Soil Moisture. | None
Lebanon | Haouch el Saalouk West Bekaa | Haouch el Saalouk West Bekaa Field in Lebanon | 33.7381 | 35.787 | 36231677 | MRL-8 Datalogger equipped with 3 Enviropro Soil sensors | Datalogger | - | VWC 2-20cm | Soil Moisture | The amount of moisture present in the soil, often expressed as a percentage of the maximum amount the soil could hold at a given temperature. | Percentage | % | Haouch_el_Saalouk_West_Bekaa_36231677_VWC_2-20cm | The datastream containing mesures of field Haouch el Saalouk West Bekaa by sensor 36231677 which measures Soil Moisture. | None
Lebanon | Haouch el Saalouk West Bekaa | Haouch el Saalouk West Bekaa Field in Lebanon | 33.7381 | 35.787 | 36231677 | MRL-8 Datalogger equipped with 3 Enviropro Soil sensors | Datalogger | - | VWC 2-40cm | Soil Moisture | The amount of moisture present in the soil, often expressed as a percentage of the maximum amount the soil could hold at a given temperature. | Percentage | % | Haouch_el_Saalouk_West_Bekaa_36231677_VWC_2-40cm | The datastream containing mesures of field Haouch el Saalouk West Bekaa by sensor 36231677 which measures Soil Moisture. | None
Lebanon | Haouch el Saalouk West Bekaa | Haouch el Saalouk West Bekaa Field in Lebanon | 33.7381 | 35.787 | 36231677 | MRL-8 Datalogger equipped with 3 Enviropro Soil sensors | Datalogger | - | VWC 2-60cm | Soil Moisture | The amount of moisture present in the soil, often expressed as a percentage of the maximum amount the soil could hold at a given temperature. | Percentage | % | Haouch_el_Saalouk_West_Bekaa_36231677_VWC_2-60cm | The datastream containing mesures of field Haouch el Saalouk West Bekaa by sensor 36231677 which measures Soil Moisture. | None
Lebanon | Haouch el Saalouk West Bekaa | Haouch el Saalouk West Bekaa Field in Lebanon | 33.7381 | 35.787 | 36231677 | MRL-8 Datalogger equipped with 3 Enviropro Soil sensors | Datalogger | - | VWC 2-80cm | Soil Moisture | The amount of moisture present in the soil, often expressed as a percentage of the maximum amount the soil could hold at a given temperature. | Percentage | % | Haouch_el_Saalouk_West_Bekaa_36231677_VWC_2-80cm | The datastream containing mesures of field Haouch el Saalouk West Bekaa by sensor 36231677 which measures Soil Moisture. | None
Lebanon | Haouch el Saalouk West Bekaa | Haouch el Saalouk West Bekaa Field in Lebanon | 33.7381 | 35.787 | 36231677 | MRL-8 Datalogger equipped with 3 Enviropro Soil sensors | Datalogger | - | VWC 2-100cm | Soil Moisture | The amount of moisture present in the soil, often expressed as a percentage of the maximum amount the soil could hold at a given temperature. | Percentage | % | Haouch_el_Saalouk_West_Bekaa_36231677_VWC_2-100cm | The datastream containing mesures of field Haouch el Saalouk West Bekaa by sensor 36231677 which measures Soil Moisture. | None
Lebanon | Haouch el Saalouk West Bekaa | Haouch el Saalouk West Bekaa Field in Lebanon | 33.7381 | 35.787 | 36231677 | MRL-8 Datalogger equipped with 3 Enviropro Soil sensors | Datalogger | - | VWC 2-120cm | Soil Moisture | The amount of moisture present in the soil, often expressed as a percentage of the maximum amount the soil could hold at a given temperature. | Percentage | % | Haouch_el_Saalouk_West_Bekaa_36231677_VWC_2-120cm | The datastream containing mesures of field Haouch el Saalouk West Bekaa by sensor 36231677 which measures Soil Moisture. | None
Lebanon | Haouch el Saalouk West Bekaa | Haouch el Saalouk West Bekaa Field in Lebanon | 33.7381 | 35.787 | 36231677 | MRL-8 Datalogger equipped with 3 Enviropro Soil sensors | Datalogger | - | VWC 2-140cm | Soil Moisture | The amount of moisture present in the soil, often expressed as a percentage of the maximum amount the soil could hold at a given temperature. | Percentage | % | Haouch_el_Saalouk_West_Bekaa_36231677_VWC_2-140cm | The datastream containing mesures of field Haouch el Saalouk West Bekaa by sensor 36231677 which measures Soil Moisture. | None
Lebanon | Haouch el Saalouk West Bekaa | Haouch el Saalouk West Bekaa Field in Lebanon | 33.7381 | 35.787 | 36231677 | MRL-8 Datalogger equipped with 3 Enviropro Soil sensors | Datalogger | - | VWC 2-160cm | Soil Moisture | The amount of moisture present in the soil, often expressed as a percentage of the maximum amount the soil could hold at a given temperature. | Percentage | % | Haouch_el_Saalouk_West_Bekaa_36231677_VWC_2-160cm | The datastream containing mesures of field Haouch el Saalouk West Bekaa by sensor 36231677 which measures Soil Moisture. | None
Lebanon | Haouch el Saalouk West Bekaa | Haouch el Saalouk West Bekaa Field in Lebanon | 33.7381 | 35.787 | 36231677 | MRL-8 Datalogger equipped with 3 Enviropro Soil sensors | Datalogger | - | Temp 2-10cm | Soil Temperature | The measure of temperature of the soil. | Degrees Celsius | ºC | Haouch_el_Saalouk_West_Bekaa_36231677_Temp_2-10cm | The datastream containing mesures of field Haouch el Saalouk West Bekaa by sensor 36231677 which measures Soil Temperature. | None
Lebanon | Haouch el Saalouk West Bekaa | Haouch el Saalouk West Bekaa Field in Lebanon | 33.7381 | 35.787 | 36231677 | MRL-8 Datalogger equipped with 3 Enviropro Soil sensors | Datalogger | - | Temp 2-20cm | Soil Temperature | The measure of temperature of the soil. | Degrees Celsius | ºC | Haouch_el_Saalouk_West_Bekaa_36231677_Temp_2-20cm | The datastream containing mesures of field Haouch el Saalouk West Bekaa by sensor 36231677 which measures Soil Temperature. | None
Lebanon | Haouch el Saalouk West Bekaa | Haouch el Saalouk West Bekaa Field in Lebanon | 33.7381 | 35.787 | 36231677 | MRL-8 Datalogger equipped with 3 Enviropro Soil sensors | Datalogger | - | Temp 2-40cm | Soil Temperature | The measure of temperature of the soil. | Degrees Celsius | ºC | Haouch_el_Saalouk_West_Bekaa_36231677_Temp_2-40cm | The datastream containing mesures of field Haouch el Saalouk West Bekaa by sensor 36231677 which measures Soil Temperature. | None
Lebanon | Haouch el Saalouk West Bekaa | Haouch el Saalouk West Bekaa Field in Lebanon | 33.7381 | 35.787 | 36231677 | MRL-8 Datalogger equipped with 3 Enviropro Soil sensors | Datalogger | - | Temp 2-60cm | Soil Temperature | The measure of temperature of the soil. | Degrees Celsius | ºC | Haouch_el_Saalouk_West_Bekaa_36231677_Temp_2-60cm | The datastream containing mesures of field Haouch el Saalouk West Bekaa by sensor 36231677 which measures Soil Temperature. | None
Lebanon | Haouch el Saalouk West Bekaa | Haouch el Saalouk West Bekaa Field in Lebanon | 33.7381 | 35.787 | 36231677 | MRL-8 Datalogger equipped with 3 Enviropro Soil sensors | Datalogger | - | Temp 2-80cm | Soil Temperature | The measure of temperature of the soil. | Degrees Celsius | ºC | Haouch_el_Saalouk_West_Bekaa_36231677_Temp_2-80cm | The datastream containing mesures of field Haouch el Saalouk West Bekaa by sensor 36231677 which measures Soil Temperature. | None
Lebanon | Haouch el Saalouk West Bekaa | Haouch el Saalouk West Bekaa Field in Lebanon | 33.7381 | 35.787 | 36231677 | MRL-8 Datalogger equipped with 3 Enviropro Soil sensors | Datalogger | - | Temp 2-100cm | Soil Temperature | The measure of temperature of the soil. | Degrees Celsius | ºC | Haouch_el_Saalouk_West_Bekaa_36231677_Temp_2-100cm | The datastream containing mesures of field Haouch el Saalouk West Bekaa by sensor 36231677 which measures Soil Temperature. | None
Lebanon | Haouch el Saalouk West Bekaa | Haouch el Saalouk West Bekaa Field in Lebanon | 33.7381 | 35.787 | 36231677 | MRL-8 Datalogger equipped with 3 Enviropro Soil sensors | Datalogger | - | Temp 2-120cm | Soil Temperature | The measure of temperature of the soil. | Degrees Celsius | ºC | Haouch_el_Saalouk_West_Bekaa_36231677_Temp_2-120cm | The datastream containing mesures of field Haouch el Saalouk West Bekaa by sensor 36231677 which measures Soil Temperature. | None
Lebanon | Haouch el Saalouk West Bekaa | Haouch el Saalouk West Bekaa Field in Lebanon | 33.7381 | 35.787 | 36231677 | MRL-8 Datalogger equipped with 3 Enviropro Soil sensors | Datalogger | - | Temp 2-140cm | Soil Temperature | The measure of temperature of the soil. | Degrees Celsius | ºC | Haouch_el_Saalouk_West_Bekaa_36231677_Temp_2-140cm | The datastream containing mesures of field Haouch el Saalouk West Bekaa by sensor 36231677 which measures Soil Temperature. | None
Lebanon | Haouch el Saalouk West Bekaa | Haouch el Saalouk West Bekaa Field in Lebanon | 33.7381 | 35.787 | 36231677 | MRL-8 Datalogger equipped with 3 Enviropro Soil sensors | Datalogger | - | Temp 2-160cm | Soil Temperature | The measure of temperature of the soil. | Degrees Celsius | ºC | Haouch_el_Saalouk_West_Bekaa_36231677_Temp_2-160cm | The datastream containing mesures of field Haouch el Saalouk West Bekaa by sensor 36231677 which measures Soil Temperature. | None
Lebanon | Haouch el Saalouk West Bekaa | Haouch el Saalouk West Bekaa Field in Lebanon | 33.7381 | 35.787 | 36231677 | MRL-8 Datalogger equipped with 3 Enviropro Soil sensors | Datalogger | - | VWC 3-10cm | Soil Moisture | The amount of moisture present in the soil, often expressed as a percentage of the maximum amount the soil could hold at a given temperature. | Percentage | % | Haouch_el_Saalouk_West_Bekaa_36231677_VWC_3-10cm | The datastream containing mesures of field Haouch el Saalouk West Bekaa by sensor 36231677 which measures Soil Moisture. | None
Lebanon | Haouch el Saalouk West Bekaa | Haouch el Saalouk West Bekaa Field in Lebanon | 33.7381 | 35.787 | 36231677 | MRL-8 Datalogger equipped with 3 Enviropro Soil sensors | Datalogger | - | VWC 3-20cm | Soil Moisture | The amount of moisture present in the soil, often expressed as a percentage of the maximum amount the soil could hold at a given temperature. | Percentage | % | Haouch_el_Saalouk_West_Bekaa_36231677_VWC_3-20cm | The datastream containing mesures of field Haouch el Saalouk West Bekaa by sensor 36231677 which measures Soil Moisture. | None
Lebanon | Haouch el Saalouk West Bekaa | Haouch el Saalouk West Bekaa Field in Lebanon | 33.7381 | 35.787 | 36231677 | MRL-8 Datalogger equipped with 3 Enviropro Soil sensors | Datalogger | - | VWC 3-40cm | Soil Moisture | The amount of moisture present in the soil, often expressed as a percentage of the maximum amount the soil could hold at a given temperature. | Percentage | % | Haouch_el_Saalouk_West_Bekaa_36231677_VWC_3-40cm | The datastream containing mesures of field Haouch el Saalouk West Bekaa by sensor 36231677 which measures Soil Moisture. | None
Lebanon | Haouch el Saalouk West Bekaa | Haouch el Saalouk West Bekaa Field in Lebanon | 33.7381 | 35.787 | 36231677 | MRL-8 Datalogger equipped with 3 Enviropro Soil sensors | Datalogger | - | VWC 3-60cm | Soil Moisture | The amount of moisture present in the soil, often expressed as a percentage of the maximum amount the soil could hold at a given temperature. | Percentage | % | Haouch_el_Saalouk_West_Bekaa_36231677_VWC_3-60cm | The datastream containing mesures of field Haouch el Saalouk West Bekaa by sensor 36231677 which measures Soil Moisture. | None
Lebanon | Haouch el Saalouk West Bekaa | Haouch el Saalouk West Bekaa Field in Lebanon | 33.7381 | 35.787 | 36231677 | MRL-8 Datalogger equipped with 3 Enviropro Soil sensors | Datalogger | - | VWC 3-80cm | Soil Moisture | The amount of moisture present in the soil, often expressed as a percentage of the maximum amount the soil could hold at a given temperature. | Percentage | % | Haouch_el_Saalouk_West_Bekaa_36231677_VWC_3-80cm | The datastream containing mesures of field Haouch el Saalouk West Bekaa by sensor 36231677 which measures Soil Moisture. | None
Lebanon | Haouch el Saalouk West Bekaa | Haouch el Saalouk West Bekaa Field in Lebanon | 33.7381 | 35.787 | 36231677 | MRL-8 Datalogger equipped with 3 Enviropro Soil sensors | Datalogger | - | VWC 3-100cm | Soil Moisture | The amount of moisture present in the soil, often expressed as a percentage of the maximum amount the soil could hold at a given temperature. | Percentage | % | Haouch_el_Saalouk_West_Bekaa_36231677_VWC_3-100cm | The datastream containing mesures of field Haouch el Saalouk West Bekaa by sensor 36231677 which measures Soil Moisture. | None
Lebanon | Haouch el Saalouk West Bekaa | Haouch el Saalouk West Bekaa Field in Lebanon | 33.7381 | 35.787 | 36231677 | MRL-8 Datalogger equipped with 3 Enviropro Soil sensors | Datalogger | - | VWC 3-120cm | Soil Moisture | The amount of moisture present in the soil, often expressed as a percentage of the maximum amount the soil could hold at a given temperature. | Percentage | % | Haouch_el_Saalouk_West_Bekaa_36231677_VWC_3-120cm | The datastream containing mesures of field Haouch el Saalouk West Bekaa by sensor 36231677 which measures Soil Moisture. | None
Lebanon | Haouch el Saalouk West Bekaa | Haouch el Saalouk West Bekaa Field in Lebanon | 33.7381 | 35.787 | 36231677 | MRL-8 Datalogger equipped with 3 Enviropro Soil sensors | Datalogger | - | VWC 3-140cm | Soil Moisture | The amount of moisture present in the soil, often expressed as a percentage of the maximum amount the soil could hold at a given temperature. | Percentage | % | Haouch_el_Saalouk_West_Bekaa_36231677_VWC_3-140cm | The datastream containing mesures of field Haouch el Saalouk West Bekaa by sensor 36231677 which measures Soil Moisture. | None
Lebanon | Haouch el Saalouk West Bekaa | Haouch el Saalouk West Bekaa Field in Lebanon | 33.7381 | 35.787 | 36231677 | MRL-8 Datalogger equipped with 3 Enviropro Soil sensors | Datalogger | - | VWC 3-160cm | Soil Moisture | The amount of moisture present in the soil, often expressed as a percentage of the maximum amount the soil could hold at a given temperature. | Percentage | % | Haouch_el_Saalouk_West_Bekaa_36231677_VWC_3-160cm | The datastream containing mesures of field Haouch el Saalouk West Bekaa by sensor 36231677 which measures Soil Moisture. | None
Lebanon | Haouch el Saalouk West Bekaa | Haouch el Saalouk West Bekaa Field in Lebanon | 33.7381 | 35.787 | 36231677 | MRL-8 Datalogger equipped with 3 Enviropro Soil sensors | Datalogger | - | Temp 3-10cm | Soil Temperature | The measure of temperature of the soil. | Degrees Celsius | ºC | Haouch_el_Saalouk_West_Bekaa_36231677_Temp_3-10cm | The datastream containing mesures of field Haouch el Saalouk West Bekaa by sensor 36231677 which measures Soil Temperature. | None
Lebanon | Haouch el Saalouk West Bekaa | Haouch el Saalouk West Bekaa Field in Lebanon | 33.7381 | 35.787 | 36231677 | MRL-8 Datalogger equipped with 3 Enviropro Soil sensors | Datalogger | - | Temp 3-20cm | Soil Temperature | The measure of temperature of the soil. | Degrees Celsius | ºC | Haouch_el_Saalouk_West_Bekaa_36231677_Temp_3-20cm | The datastream containing mesures of field Haouch el Saalouk West Bekaa by sensor 36231677 which measures Soil Temperature. | None
Lebanon | Haouch el Saalouk West Bekaa | Haouch el Saalouk West Bekaa Field in Lebanon | 33.7381 | 35.787 | 36231677 | MRL-8 Datalogger equipped with 3 Enviropro Soil sensors | Datalogger | - | Temp 3-40cm | Soil Temperature | The measure of temperature of the soil. | Degrees Celsius | ºC | Haouch_el_Saalouk_West_Bekaa_36231677_Temp_3-40cm | The datastream containing mesures of field Haouch el Saalouk West Bekaa by sensor 36231677 which measures Soil Temperature. | None
Lebanon | Haouch el Saalouk West Bekaa | Haouch el Saalouk West Bekaa Field in Lebanon | 33.7381 | 35.787 | 36231677 | MRL-8 Datalogger equipped with 3 Enviropro Soil sensors | Datalogger | - | Temp 3-60cm | Soil Temperature | The measure of temperature of the soil. | Degrees Celsius | ºC | Haouch_el_Saalouk_West_Bekaa_36231677_Temp_3-60cm | The datastream containing mesures of field Haouch el Saalouk West Bekaa by sensor 36231677 which measures Soil Temperature. | None
Lebanon | Haouch el Saalouk West Bekaa | Haouch el Saalouk West Bekaa Field in Lebanon | 33.7381 | 35.787 | 36231677 | MRL-8 Datalogger equipped with 3 Enviropro Soil sensors | Datalogger | - | Temp 3-80cm | Soil Temperature | The measure of temperature of the soil. | Degrees Celsius | ºC | Haouch_el_Saalouk_West_Bekaa_36231677_Temp_3-80cm | The datastream containing mesures of field Haouch el Saalouk West Bekaa by sensor 36231677 which measures Soil Temperature. | None
Lebanon | Haouch el Saalouk West Bekaa | Haouch el Saalouk West Bekaa Field in Lebanon | 33.7381 | 35.787 | 36231677 | MRL-8 Datalogger equipped with 3 Enviropro Soil sensors | Datalogger | - | Temp 3-100cm | Soil Temperature | The measure of temperature of the soil. | Degrees Celsius | ºC | Haouch_el_Saalouk_West_Bekaa_36231677_Temp_3-100cm | The datastream containing mesures of field Haouch el Saalouk West Bekaa by sensor 36231677 which measures Soil Temperature. | None
Lebanon | Haouch el Saalouk West Bekaa | Haouch el Saalouk West Bekaa Field in Lebanon | 33.7381 | 35.787 | 36231677 | MRL-8 Datalogger equipped with 3 Enviropro Soil sensors | Datalogger | - | Temp 3-120cm | Soil Temperature | The measure of temperature of the soil. | Degrees Celsius | ºC | Haouch_el_Saalouk_West_Bekaa_36231677_Temp_3-120cm | The datastream containing mesures of field Haouch el Saalouk West Bekaa by sensor 36231677 which measures Soil Temperature. | None
Lebanon | Haouch el Saalouk West Bekaa | Haouch el Saalouk West Bekaa Field in Lebanon | 33.7381 | 35.787 | 36231677 | MRL-8 Datalogger equipped with 3 Enviropro Soil sensors | Datalogger | - | Temp 3-140cm | Soil Temperature | The measure of temperature of the soil. | Degrees Celsius | ºC | Haouch_el_Saalouk_West_Bekaa_36231677_Temp_3-140cm | The datastream containing mesures of field Haouch el Saalouk West Bekaa by sensor 36231677 which measures Soil Temperature. | None
Lebanon | Haouch el Saalouk West Bekaa | Haouch el Saalouk West Bekaa Field in Lebanon | 33.7381 | 35.787 | 36231677 | MRL-8 Datalogger equipped with 3 Enviropro Soil sensors | Datalogger | - | Temp 3-160cm | Soil Temperature | The measure of temperature of the soil. | Degrees Celsius | ºC | Haouch_el_Saalouk_West_Bekaa_36231677_Temp_3-160cm | The datastream containing mesures of field Haouch el Saalouk West Bekaa by sensor 36231677 which measures Soil Temperature. | None
Lebanon | Haouch el Saalouk West Bekaa | Haouch el Saalouk West Bekaa Field in Lebanon | 33.7381 | 35.787 | 36231677 | MRL-8 Datalogger equipped with 3 Enviropro Soil sensors | Datalogger | - | Battery V | Battery Level | The percentage of battery level associated to the specific sensor. | Percentage | % | Haouch_el_Saalouk_West_Bekaa_36231677_Battery_V | The datastream containing mesures of field Haouch el Saalouk West Bekaa by sensor 36231677 which measures Battery Level. | None
Lebanon | Haouch el Saalouk West Bekaa | Haouch el Saalouk West Bekaa Field in Lebanon | 33.7381 | 35.787 | 36231677 | MRL-8 Datalogger equipped with 3 Enviropro Soil sensors | Datalogger | - | Solar V | Solar Radiation | Energy from the sun in the form of electromagnetic waves. | Watts per square meter | W/m² | Haouch_el_Saalouk_West_Bekaa_36231677_Solar_V | The datastream containing mesures of field Haouch el Saalouk West Bekaa by sensor 36231677 which measures Solar Radiation. | None
Lebanon | Haouch el Saalouk West Bekaa | Haouch el Saalouk West Bekaa Field in Lebanon | 33.7381 | 35.787 | 36231677 | MRL-8 Datalogger equipped with 3 Enviropro Soil sensors | Datalogger | - | CSQ | CSQ | - | - | - | Haouch_el_Saalouk_West_Bekaa_36231677_CSQ | The datastream containing mesures of field Haouch el Saalouk West Bekaa by sensor 36231677 which measures CSQ. | None
Lebanon | Saaideh Baalbeck | Saaideh Baalbeck Field in Lebanon | 34.0261 | 36.0726 | 36231670 | MRL-8 Datalogger equipped with 3 Enviropro Soil sensors | Datalogger | - | VWC 1-10cm | Soil Moisture | The amount of moisture present in the soil, often expressed as a percentage of the maximum amount the soil could hold at a given temperature. | Percentage | % | Saaideh_Baalbeck_36231670_VWC_1-10cm | The datastream containing mesures of field Saaideh Baalbeck by sensor 36231670 which measures Soil Moisture. | None
Lebanon | Saaideh Baalbeck | Saaideh Baalbeck Field in Lebanon | 34.0261 | 36.0726 | 36231670 | MRL-8 Datalogger equipped with 3 Enviropro Soil sensors | Datalogger | - | VWC 1-20cm | Soil Moisture | The amount of moisture present in the soil, often expressed as a percentage of the maximum amount the soil could hold at a given temperature. | Percentage | % | Saaideh_Baalbeck_36231670_VWC_1-20cm | The datastream containing mesures of field Saaideh Baalbeck by sensor 36231670 which measures Soil Moisture. | None
Lebanon | Saaideh Baalbeck | Saaideh Baalbeck Field in Lebanon | 34.0261 | 36.0726 | 36231670 | MRL-8 Datalogger equipped with 3 Enviropro Soil sensors | Datalogger | - | VWC 1-40cm | Soil Moisture | The amount of moisture present in the soil, often expressed as a percentage of the maximum amount the soil could hold at a given temperature. | Percentage | % | Saaideh_Baalbeck_36231670_VWC_1-40cm | The datastream containing mesures of field Saaideh Baalbeck by sensor 36231670 which measures Soil Moisture. | None
Lebanon | Saaideh Baalbeck | Saaideh Baalbeck Field in Lebanon | 34.0261 | 36.0726 | 36231670 | MRL-8 Datalogger equipped with 3 Enviropro Soil sensors | Datalogger | - | VWC 1-60cm | Soil Moisture | The amount of moisture present in the soil, often expressed as a percentage of the maximum amount the soil could hold at a given temperature. | Percentage | % | Saaideh_Baalbeck_36231670_VWC_1-60cm | The datastream containing mesures of field Saaideh Baalbeck by sensor 36231670 which measures Soil Moisture. | None
Lebanon | Saaideh Baalbeck | Saaideh Baalbeck Field in Lebanon | 34.0261 | 36.0726 | 36231670 | MRL-8 Datalogger equipped with 3 Enviropro Soil sensors | Datalogger | - | VWC 1-80cm | Soil Moisture | The amount of moisture present in the soil, often expressed as a percentage of the maximum amount the soil could hold at a given temperature. | Percentage | % | Saaideh_Baalbeck_36231670_VWC_1-80cm | The datastream containing mesures of field Saaideh Baalbeck by sensor 36231670 which measures Soil Moisture. | None
Lebanon | Saaideh Baalbeck | Saaideh Baalbeck Field in Lebanon | 34.0261 | 36.0726 | 36231670 | MRL-8 Datalogger equipped with 3 Enviropro Soil sensors | Datalogger | - | VWC 1-100cm | Soil Moisture | The amount of moisture present in the soil, often expressed as a percentage of the maximum amount the soil could hold at a given temperature. | Percentage | % | Saaideh_Baalbeck_36231670_VWC_1-100cm | The datastream containing mesures of field Saaideh Baalbeck by sensor 36231670 which measures Soil Moisture. | None
Lebanon | Saaideh Baalbeck | Saaideh Baalbeck Field in Lebanon | 34.0261 | 36.0726 | 36231670 | MRL-8 Datalogger equipped with 3 Enviropro Soil sensors | Datalogger | - | VWC 1-120cm | Soil Moisture | The amount of moisture present in the soil, often expressed as a percentage of the maximum amount the soil could hold at a given temperature. | Percentage | % | Saaideh_Baalbeck_36231670_VWC_1-120cm | The datastream containing mesures of field Saaideh Baalbeck by sensor 36231670 which measures Soil Moisture. | None
Lebanon | Saaideh Baalbeck | Saaideh Baalbeck Field in Lebanon | 34.0261 | 36.0726 | 36231670 | MRL-8 Datalogger equipped with 3 Enviropro Soil sensors | Datalogger | - | VWC 1-140cm | Soil Moisture | The amount of moisture present in the soil, often expressed as a percentage of the maximum amount the soil could hold at a given temperature. | Percentage | % | Saaideh_Baalbeck_36231670_VWC_1-140cm | The datastream containing mesures of field Saaideh Baalbeck by sensor 36231670 which measures Soil Moisture. | None
Lebanon | Saaideh Baalbeck | Saaideh Baalbeck Field in Lebanon | 34.0261 | 36.0726 | 36231670 | MRL-8 Datalogger equipped with 3 Enviropro Soil sensors | Datalogger | - | VWC 1-160cm | Soil Moisture | The amount of moisture present in the soil, often expressed as a percentage of the maximum amount the soil could hold at a given temperature. | Percentage | % | Saaideh_Baalbeck_36231670_VWC_1-160cm | The datastream containing mesures of field Saaideh Baalbeck by sensor 36231670 which measures Soil Moisture. | None
Lebanon | Saaideh Baalbeck | Saaideh Baalbeck Field in Lebanon | 34.0261 | 36.0726 | 36231670 | MRL-8 Datalogger equipped with 3 Enviropro Soil sensors | Datalogger | - | Temp 1-10cm | Soil Temperature | The measure of temperature of the soil. | Degrees Celsius | ºC | Saaideh_Baalbeck_36231670_Temp_1-10cm | The datastream containing mesures of field Saaideh Baalbeck by sensor 36231670 which measures Soil Temperature. | None
Lebanon | Saaideh Baalbeck | Saaideh Baalbeck Field in Lebanon | 34.0261 | 36.0726 | 36231670 | MRL-8 Datalogger equipped with 3 Enviropro Soil sensors | Datalogger | - | Temp 1-20cm | Soil Temperature | The measure of temperature of the soil. | Degrees Celsius | ºC | Saaideh_Baalbeck_36231670_Temp_1-20cm | The datastream containing mesures of field Saaideh Baalbeck by sensor 36231670 which measures Soil Temperature. | None
Lebanon | Saaideh Baalbeck | Saaideh Baalbeck Field in Lebanon | 34.0261 | 36.0726 | 36231670 | MRL-8 Datalogger equipped with 3 Enviropro Soil sensors | Datalogger | - | Temp 1-40cm | Soil Temperature | The measure of temperature of the soil. | Degrees Celsius | ºC | Saaideh_Baalbeck_36231670_Temp_1-40cm | The datastream containing mesures of field Saaideh Baalbeck by sensor 36231670 which measures Soil Temperature. | None
Lebanon | Saaideh Baalbeck | Saaideh Baalbeck Field in Lebanon | 34.0261 | 36.0726 | 36231670 | MRL-8 Datalogger equipped with 3 Enviropro Soil sensors | Datalogger | - | Temp 1-60cm | Soil Temperature | The measure of temperature of the soil. | Degrees Celsius | ºC | Saaideh_Baalbeck_36231670_Temp_1-60cm | The datastream containing mesures of field Saaideh Baalbeck by sensor 36231670 which measures Soil Temperature. | None
Lebanon | Saaideh Baalbeck | Saaideh Baalbeck Field in Lebanon | 34.0261 | 36.0726 | 36231670 | MRL-8 Datalogger equipped with 3 Enviropro Soil sensors | Datalogger | - | Temp 1-80cm | Soil Temperature | The measure of temperature of the soil. | Degrees Celsius | ºC | Saaideh_Baalbeck_36231670_Temp_1-80cm | The datastream containing mesures of field Saaideh Baalbeck by sensor 36231670 which measures Soil Temperature. | None
Lebanon | Saaideh Baalbeck | Saaideh Baalbeck Field in Lebanon | 34.0261 | 36.0726 | 36231670 | MRL-8 Datalogger equipped with 3 Enviropro Soil sensors | Datalogger | - | Temp 1-100cm | Soil Temperature | The measure of temperature of the soil. | Degrees Celsius | ºC | Saaideh_Baalbeck_36231670_Temp_1-100cm | The datastream containing mesures of field Saaideh Baalbeck by sensor 36231670 which measures Soil Temperature. | None
Lebanon | Saaideh Baalbeck | Saaideh Baalbeck Field in Lebanon | 34.0261 | 36.0726 | 36231670 | MRL-8 Datalogger equipped with 3 Enviropro Soil sensors | Datalogger | - | Temp 1-120cm | Soil Temperature | The measure of temperature of the soil. | Degrees Celsius | ºC | Saaideh_Baalbeck_36231670_Temp_1-120cm | The datastream containing mesures of field Saaideh Baalbeck by sensor 36231670 which measures Soil Temperature. | None
Lebanon | Saaideh Baalbeck | Saaideh Baalbeck Field in Lebanon | 34.0261 | 36.0726 | 36231670 | MRL-8 Datalogger equipped with 3 Enviropro Soil sensors | Datalogger | - | Temp 1-140cm | Soil Temperature | The measure of temperature of the soil. | Degrees Celsius | ºC | Saaideh_Baalbeck_36231670_Temp_1-140cm | The datastream containing mesures of field Saaideh Baalbeck by sensor 36231670 which measures Soil Temperature. | None
Lebanon | Saaideh Baalbeck | Saaideh Baalbeck Field in Lebanon | 34.0261 | 36.0726 | 36231670 | MRL-8 Datalogger equipped with 3 Enviropro Soil sensors | Datalogger | - | Temp 1-160cm | Soil Temperature | The measure of temperature of the soil. | Degrees Celsius | ºC | Saaideh_Baalbeck_36231670_Temp_1-160cm | The datastream containing mesures of field Saaideh Baalbeck by sensor 36231670 which measures Soil Temperature. | None
Lebanon | Saaideh Baalbeck | Saaideh Baalbeck Field in Lebanon | 34.0261 | 36.0726 | 36231670 | MRL-8 Datalogger equipped with 3 Enviropro Soil sensors | Datalogger | - | VWC 2-10cm | Soil Moisture | The amount of moisture present in the soil, often expressed as a percentage of the maximum amount the soil could hold at a given temperature. | Percentage | % | Saaideh_Baalbeck_36231670_VWC_2-10cm | The datastream containing mesures of field Saaideh Baalbeck by sensor 36231670 which measures Soil Moisture. | None
Lebanon | Saaideh Baalbeck | Saaideh Baalbeck Field in Lebanon | 34.0261 | 36.0726 | 36231670 | MRL-8 Datalogger equipped with 3 Enviropro Soil sensors | Datalogger | - | VWC 2-20cm | Soil Moisture | The amount of moisture present in the soil, often expressed as a percentage of the maximum amount the soil could hold at a given temperature. | Percentage | % | Saaideh_Baalbeck_36231670_VWC_2-20cm | The datastream containing mesures of field Saaideh Baalbeck by sensor 36231670 which measures Soil Moisture. | None
Lebanon | Saaideh Baalbeck | Saaideh Baalbeck Field in Lebanon | 34.0261 | 36.0726 | 36231670 | MRL-8 Datalogger equipped with 3 Enviropro Soil sensors | Datalogger | - | VWC 2-40cm | Soil Moisture | The amount of moisture present in the soil, often expressed as a percentage of the maximum amount the soil could hold at a given temperature. | Percentage | % | Saaideh_Baalbeck_36231670_VWC_2-40cm | The datastream containing mesures of field Saaideh Baalbeck by sensor 36231670 which measures Soil Moisture. | None
Lebanon | Saaideh Baalbeck | Saaideh Baalbeck Field in Lebanon | 34.0261 | 36.0726 | 36231670 | MRL-8 Datalogger equipped with 3 Enviropro Soil sensors | Datalogger | - | VWC 2-60cm | Soil Moisture | The amount of moisture present in the soil, often expressed as a percentage of the maximum amount the soil could hold at a given temperature. | Percentage | % | Saaideh_Baalbeck_36231670_VWC_2-60cm | The datastream containing mesures of field Saaideh Baalbeck by sensor 36231670 which measures Soil Moisture. | None
Lebanon | Saaideh Baalbeck | Saaideh Baalbeck Field in Lebanon | 34.0261 | 36.0726 | 36231670 | MRL-8 Datalogger equipped with 3 Enviropro Soil sensors | Datalogger | - | VWC 2-80cm | Soil Moisture | The amount of moisture present in the soil, often expressed as a percentage of the maximum amount the soil could hold at a given temperature. | Percentage | % | Saaideh_Baalbeck_36231670_VWC_2-80cm | The datastream containing mesures of field Saaideh Baalbeck by sensor 36231670 which measures Soil Moisture. | None
Lebanon | Saaideh Baalbeck | Saaideh Baalbeck Field in Lebanon | 34.0261 | 36.0726 | 36231670 | MRL-8 Datalogger equipped with 3 Enviropro Soil sensors | Datalogger | - | VWC 2-100cm | Soil Moisture | The amount of moisture present in the soil, often expressed as a percentage of the maximum amount the soil could hold at a given temperature. | Percentage | % | Saaideh_Baalbeck_36231670_VWC_2-100cm | The datastream containing mesures of field Saaideh Baalbeck by sensor 36231670 which measures Soil Moisture. | None
Lebanon | Saaideh Baalbeck | Saaideh Baalbeck Field in Lebanon | 34.0261 | 36.0726 | 36231670 | MRL-8 Datalogger equipped with 3 Enviropro Soil sensors | Datalogger | - | VWC 2-120cm | Soil Moisture | The amount of moisture present in the soil, often expressed as a percentage of the maximum amount the soil could hold at a given temperature. | Percentage | % | Saaideh_Baalbeck_36231670_VWC_2-120cm | The datastream containing mesures of field Saaideh Baalbeck by sensor 36231670 which measures Soil Moisture. | None
Lebanon | Saaideh Baalbeck | Saaideh Baalbeck Field in Lebanon | 34.0261 | 36.0726 | 36231670 | MRL-8 Datalogger equipped with 3 Enviropro Soil sensors | Datalogger | - | VWC 2-140cm | Soil Moisture | The amount of moisture present in the soil, often expressed as a percentage of the maximum amount the soil could hold at a given temperature. | Percentage | % | Saaideh_Baalbeck_36231670_VWC_2-140cm | The datastream containing mesures of field Saaideh Baalbeck by sensor 36231670 which measures Soil Moisture. | None
Lebanon | Saaideh Baalbeck | Saaideh Baalbeck Field in Lebanon | 34.0261 | 36.0726 | 36231670 | MRL-8 Datalogger equipped with 3 Enviropro Soil sensors | Datalogger | - | VWC 2-160cm | Soil Moisture | The amount of moisture present in the soil, often expressed as a percentage of the maximum amount the soil could hold at a given temperature. | Percentage | % | Saaideh_Baalbeck_36231670_VWC_2-160cm | The datastream containing mesures of field Saaideh Baalbeck by sensor 36231670 which measures Soil Moisture. | None
Lebanon | Saaideh Baalbeck | Saaideh Baalbeck Field in Lebanon | 34.0261 | 36.0726 | 36231670 | MRL-8 Datalogger equipped with 3 Enviropro Soil sensors | Datalogger | - | Temp 2-10cm | Soil Temperature | The measure of temperature of the soil. | Degrees Celsius | ºC | Saaideh_Baalbeck_36231670_Temp_2-10cm | The datastream containing mesures of field Saaideh Baalbeck by sensor 36231670 which measures Soil Temperature. | None
Lebanon | Saaideh Baalbeck | Saaideh Baalbeck Field in Lebanon | 34.0261 | 36.0726 | 36231670 | MRL-8 Datalogger equipped with 3 Enviropro Soil sensors | Datalogger | - | Temp 2-20cm | Soil Temperature | The measure of temperature of the soil. | Degrees Celsius | ºC | Saaideh_Baalbeck_36231670_Temp_2-20cm | The datastream containing mesures of field Saaideh Baalbeck by sensor 36231670 which measures Soil Temperature. | None
Lebanon | Saaideh Baalbeck | Saaideh Baalbeck Field in Lebanon | 34.0261 | 36.0726 | 36231670 | MRL-8 Datalogger equipped with 3 Enviropro Soil sensors | Datalogger | - | Temp 2-40cm | Soil Temperature | The measure of temperature of the soil. | Degrees Celsius | ºC | Saaideh_Baalbeck_36231670_Temp_2-40cm | The datastream containing mesures of field Saaideh Baalbeck by sensor 36231670 which measures Soil Temperature. | None
Lebanon | Saaideh Baalbeck | Saaideh Baalbeck Field in Lebanon | 34.0261 | 36.0726 | 36231670 | MRL-8 Datalogger equipped with 3 Enviropro Soil sensors | Datalogger | - | Temp 2-60cm | Soil Temperature | The measure of temperature of the soil. | Degrees Celsius | ºC | Saaideh_Baalbeck_36231670_Temp_2-60cm | The datastream containing mesures of field Saaideh Baalbeck by sensor 36231670 which measures Soil Temperature. | None
Lebanon | Saaideh Baalbeck | Saaideh Baalbeck Field in Lebanon | 34.0261 | 36.0726 | 36231670 | MRL-8 Datalogger equipped with 3 Enviropro Soil sensors | Datalogger | - | Temp 2-80cm | Soil Temperature | The measure of temperature of the soil. | Degrees Celsius | ºC | Saaideh_Baalbeck_36231670_Temp_2-80cm | The datastream containing mesures of field Saaideh Baalbeck by sensor 36231670 which measures Soil Temperature. | None
Lebanon | Saaideh Baalbeck | Saaideh Baalbeck Field in Lebanon | 34.0261 | 36.0726 | 36231670 | MRL-8 Datalogger equipped with 3 Enviropro Soil sensors | Datalogger | - | Temp 2-100cm | Soil Temperature | The measure of temperature of the soil. | Degrees Celsius | ºC | Saaideh_Baalbeck_36231670_Temp_2-100cm | The datastream containing mesures of field Saaideh Baalbeck by sensor 36231670 which measures Soil Temperature. | None
Lebanon | Saaideh Baalbeck | Saaideh Baalbeck Field in Lebanon | 34.0261 | 36.0726 | 36231670 | MRL-8 Datalogger equipped with 3 Enviropro Soil sensors | Datalogger | - | Temp 2-120cm | Soil Temperature | The measure of temperature of the soil. | Degrees Celsius | ºC | Saaideh_Baalbeck_36231670_Temp_2-120cm | The datastream containing mesures of field Saaideh Baalbeck by sensor 36231670 which measures Soil Temperature. | None
Lebanon | Saaideh Baalbeck | Saaideh Baalbeck Field in Lebanon | 34.0261 | 36.0726 | 36231670 | MRL-8 Datalogger equipped with 3 Enviropro Soil sensors | Datalogger | - | Temp 2-140cm | Soil Temperature | The measure of temperature of the soil. | Degrees Celsius | ºC | Saaideh_Baalbeck_36231670_Temp_2-140cm | The datastream containing mesures of field Saaideh Baalbeck by sensor 36231670 which measures Soil Temperature. | None
Lebanon | Saaideh Baalbeck | Saaideh Baalbeck Field in Lebanon | 34.0261 | 36.0726 | 36231670 | MRL-8 Datalogger equipped with 3 Enviropro Soil sensors | Datalogger | - | Temp 2-160cm | Soil Temperature | The measure of temperature of the soil. | Degrees Celsius | ºC | Saaideh_Baalbeck_36231670_Temp_2-160cm | The datastream containing mesures of field Saaideh Baalbeck by sensor 36231670 which measures Soil Temperature. | None
Lebanon | Saaideh Baalbeck | Saaideh Baalbeck Field in Lebanon | 34.0261 | 36.0726 | 36231670 | MRL-8 Datalogger equipped with 3 Enviropro Soil sensors | Datalogger | - | VWC 3-10cm | Soil Moisture | The amount of moisture present in the soil, often expressed as a percentage of the maximum amount the soil could hold at a given temperature. | Percentage | % | Saaideh_Baalbeck_36231670_VWC_3-10cm | The datastream containing mesures of field Saaideh Baalbeck by sensor 36231670 which measures Soil Moisture. | None
Lebanon | Saaideh Baalbeck | Saaideh Baalbeck Field in Lebanon | 34.0261 | 36.0726 | 36231670 | MRL-8 Datalogger equipped with 3 Enviropro Soil sensors | Datalogger | - | VWC 3-20cm | Soil Moisture | The amount of moisture present in the soil, often expressed as a percentage of the maximum amount the soil could hold at a given temperature. | Percentage | % | Saaideh_Baalbeck_36231670_VWC_3-20cm | The datastream containing mesures of field Saaideh Baalbeck by sensor 36231670 which measures Soil Moisture. | None
Lebanon | Saaideh Baalbeck | Saaideh Baalbeck Field in Lebanon | 34.0261 | 36.0726 | 36231670 | MRL-8 Datalogger equipped with 3 Enviropro Soil sensors | Datalogger | - | VWC 3-40cm | Soil Moisture | The amount of moisture present in the soil, often expressed as a percentage of the maximum amount the soil could hold at a given temperature. | Percentage | % | Saaideh_Baalbeck_36231670_VWC_3-40cm | The datastream containing mesures of field Saaideh Baalbeck by sensor 36231670 which measures Soil Moisture. | None
Lebanon | Saaideh Baalbeck | Saaideh Baalbeck Field in Lebanon | 34.0261 | 36.0726 | 36231670 | MRL-8 Datalogger equipped with 3 Enviropro Soil sensors | Datalogger | - | VWC 3-60cm | Soil Moisture | The amount of moisture present in the soil, often expressed as a percentage of the maximum amount the soil could hold at a given temperature. | Percentage | % | Saaideh_Baalbeck_36231670_VWC_3-60cm | The datastream containing mesures of field Saaideh Baalbeck by sensor 36231670 which measures Soil Moisture. | None
Lebanon | Saaideh Baalbeck | Saaideh Baalbeck Field in Lebanon | 34.0261 | 36.0726 | 36231670 | MRL-8 Datalogger equipped with 3 Enviropro Soil sensors | Datalogger | - | VWC 3-80cm | Soil Moisture | The amount of moisture present in the soil, often expressed as a percentage of the maximum amount the soil could hold at a given temperature. | Percentage | % | Saaideh_Baalbeck_36231670_VWC_3-80cm | The datastream containing mesures of field Saaideh Baalbeck by sensor 36231670 which measures Soil Moisture. | None
Lebanon | Saaideh Baalbeck | Saaideh Baalbeck Field in Lebanon | 34.0261 | 36.0726 | 36231670 | MRL-8 Datalogger equipped with 3 Enviropro Soil sensors | Datalogger | - | VWC 3-100cm | Soil Moisture | The amount of moisture present in the soil, often expressed as a percentage of the maximum amount the soil could hold at a given temperature. | Percentage | % | Saaideh_Baalbeck_36231670_VWC_3-100cm | The datastream containing mesures of field Saaideh Baalbeck by sensor 36231670 which measures Soil Moisture. | None
Lebanon | Saaideh Baalbeck | Saaideh Baalbeck Field in Lebanon | 34.0261 | 36.0726 | 36231670 | MRL-8 Datalogger equipped with 3 Enviropro Soil sensors | Datalogger | - | VWC 3-120cm | Soil Moisture | The amount of moisture present in the soil, often expressed as a percentage of the maximum amount the soil could hold at a given temperature. | Percentage | % | Saaideh_Baalbeck_36231670_VWC_3-120cm | The datastream containing mesures of field Saaideh Baalbeck by sensor 36231670 which measures Soil Moisture. | None
Lebanon | Saaideh Baalbeck | Saaideh Baalbeck Field in Lebanon | 34.0261 | 36.0726 | 36231670 | MRL-8 Datalogger equipped with 3 Enviropro Soil sensors | Datalogger | - | VWC 3-140cm | Soil Moisture | The amount of moisture present in the soil, often expressed as a percentage of the maximum amount the soil could hold at a given temperature. | Percentage | % | Saaideh_Baalbeck_36231670_VWC_3-140cm | The datastream containing mesures of field Saaideh Baalbeck by sensor 36231670 which measures Soil Moisture. | None
Lebanon | Saaideh Baalbeck | Saaideh Baalbeck Field in Lebanon | 34.0261 | 36.0726 | 36231670 | MRL-8 Datalogger equipped with 3 Enviropro Soil sensors | Datalogger | - | VWC 3-160cm | Soil Moisture | The amount of moisture present in the soil, often expressed as a percentage of the maximum amount the soil could hold at a given temperature. | Percentage | % | Saaideh_Baalbeck_36231670_VWC_3-160cm | The datastream containing mesures of field Saaideh Baalbeck by sensor 36231670 which measures Soil Moisture. | None
Lebanon | Saaideh Baalbeck | Saaideh Baalbeck Field in Lebanon | 34.0261 | 36.0726 | 36231670 | MRL-8 Datalogger equipped with 3 Enviropro Soil sensors | Datalogger | - | Temp 3-10cm | Soil Temperature | The measure of temperature of the soil. | Degrees Celsius | ºC | Saaideh_Baalbeck_36231670_Temp_3-10cm | The datastream containing mesures of field Saaideh Baalbeck by sensor 36231670 which measures Soil Temperature. | None
Lebanon | Saaideh Baalbeck | Saaideh Baalbeck Field in Lebanon | 34.0261 | 36.0726 | 36231670 | MRL-8 Datalogger equipped with 3 Enviropro Soil sensors | Datalogger | - | Temp 3-20cm | Soil Temperature | The measure of temperature of the soil. | Degrees Celsius | ºC | Saaideh_Baalbeck_36231670_Temp_3-20cm | The datastream containing mesures of field Saaideh Baalbeck by sensor 36231670 which measures Soil Temperature. | None
Lebanon | Saaideh Baalbeck | Saaideh Baalbeck Field in Lebanon | 34.0261 | 36.0726 | 36231670 | MRL-8 Datalogger equipped with 3 Enviropro Soil sensors | Datalogger | - | Temp 3-40cm | Soil Temperature | The measure of temperature of the soil. | Degrees Celsius | ºC | Saaideh_Baalbeck_36231670_Temp_3-40cm | The datastream containing mesures of field Saaideh Baalbeck by sensor 36231670 which measures Soil Temperature. | None
Lebanon | Saaideh Baalbeck | Saaideh Baalbeck Field in Lebanon | 34.0261 | 36.0726 | 36231670 | MRL-8 Datalogger equipped with 3 Enviropro Soil sensors | Datalogger | - | Temp 3-60cm | Soil Temperature | The measure of temperature of the soil. | Degrees Celsius | ºC | Saaideh_Baalbeck_36231670_Temp_3-60cm | The datastream containing mesures of field Saaideh Baalbeck by sensor 36231670 which measures Soil Temperature. | None
Lebanon | Saaideh Baalbeck | Saaideh Baalbeck Field in Lebanon | 34.0261 | 36.0726 | 36231670 | MRL-8 Datalogger equipped with 3 Enviropro Soil sensors | Datalogger | - | Temp 3-80cm | Soil Temperature | The measure of temperature of the soil. | Degrees Celsius | ºC | Saaideh_Baalbeck_36231670_Temp_3-80cm | The datastream containing mesures of field Saaideh Baalbeck by sensor 36231670 which measures Soil Temperature. | None
Lebanon | Saaideh Baalbeck | Saaideh Baalbeck Field in Lebanon | 34.0261 | 36.0726 | 36231670 | MRL-8 Datalogger equipped with 3 Enviropro Soil sensors | Datalogger | - | Temp 3-100cm | Soil Temperature | The measure of temperature of the soil. | Degrees Celsius | ºC | Saaideh_Baalbeck_36231670_Temp_3-100cm | The datastream containing mesures of field Saaideh Baalbeck by sensor 36231670 which measures Soil Temperature. | None
Lebanon | Saaideh Baalbeck | Saaideh Baalbeck Field in Lebanon | 34.0261 | 36.0726 | 36231670 | MRL-8 Datalogger equipped with 3 Enviropro Soil sensors | Datalogger | - | Temp 3-120cm | Soil Temperature | The measure of temperature of the soil. | Degrees Celsius | ºC | Saaideh_Baalbeck_36231670_Temp_3-120cm | The datastream containing mesures of field Saaideh Baalbeck by sensor 36231670 which measures Soil Temperature. | None
Lebanon | Saaideh Baalbeck | Saaideh Baalbeck Field in Lebanon | 34.0261 | 36.0726 | 36231670 | MRL-8 Datalogger equipped with 3 Enviropro Soil sensors | Datalogger | - | Temp 3-140cm | Soil Temperature | The measure of temperature of the soil. | Degrees Celsius | ºC | Saaideh_Baalbeck_36231670_Temp_3-140cm | The datastream containing mesures of field Saaideh Baalbeck by sensor 36231670 which measures Soil Temperature. | None
Lebanon | Saaideh Baalbeck | Saaideh Baalbeck Field in Lebanon | 34.0261 | 36.0726 | 36231670 | MRL-8 Datalogger equipped with 3 Enviropro Soil sensors | Datalogger | - | Temp 3-160cm | Soil Temperature | The measure of temperature of the soil. | Degrees Celsius | ºC | Saaideh_Baalbeck_36231670_Temp_3-160cm | The datastream containing mesures of field Saaideh Baalbeck by sensor 36231670 which measures Soil Temperature. | None
Lebanon | Saaideh Baalbeck | Saaideh Baalbeck Field in Lebanon | 34.0261 | 36.0726 | 36231670 | MRL-8 Datalogger equipped with 3 Enviropro Soil sensors | Datalogger | - | Battery V | Battery Level | The percentage of battery level associated to the specific sensor. | Percentage | % | Saaideh_Baalbeck_36231670_Battery_V | The datastream containing mesures of field Saaideh Baalbeck by sensor 36231670 which measures Battery Level. | None
Lebanon | Saaideh Baalbeck | Saaideh Baalbeck Field in Lebanon | 34.0261 | 36.0726 | 36231670 | MRL-8 Datalogger equipped with 3 Enviropro Soil sensors | Datalogger | - | Solar V | Solar Radiation | Energy from the sun in the form of electromagnetic waves. | Watts per square meter | W/m² | Saaideh_Baalbeck_36231670_Solar_V | The datastream containing mesures of field Saaideh Baalbeck by sensor 36231670 which measures Solar Radiation. | None
Lebanon | Saaideh Baalbeck | Saaideh Baalbeck Field in Lebanon | 34.0261 | 36.0726 | 36231670 | MRL-8 Datalogger equipped with 3 Enviropro Soil sensors | Datalogger | - | CSQ | CSQ | - | - | - | Saaideh_Baalbeck_36231670_CSQ | The datastream containing mesures of field Saaideh Baalbeck by sensor 36231670 which measures CSQ. | None
Lebanon | Saraain Baalbeck | Saraain Baalbeck Field in Lebanon | 33.8766 | 36.0494 | 36231669 | MRL-8 Datalogger equipped with 3 Enviropro Soil sensors | Datalogger | - | VWC 1-10cm | Soil Moisture | The amount of moisture present in the soil, often expressed as a percentage of the maximum amount the soil could hold at a given temperature. | Percentage | % | Saraain_Baalbeck_36231669_VWC_1-10cm | The datastream containing mesures of field Saraain Baalbeck by sensor 36231669 which measures Soil Moisture. | None
Lebanon | Saraain Baalbeck | Saraain Baalbeck Field in Lebanon | 33.8766 | 36.0494 | 36231669 | MRL-8 Datalogger equipped with 3 Enviropro Soil sensors | Datalogger | - | VWC 1-20cm | Soil Moisture | The amount of moisture present in the soil, often expressed as a percentage of the maximum amount the soil could hold at a given temperature. | Percentage | % | Saraain_Baalbeck_36231669_VWC_1-20cm | The datastream containing mesures of field Saraain Baalbeck by sensor 36231669 which measures Soil Moisture. | None
Lebanon | Saraain Baalbeck | Saraain Baalbeck Field in Lebanon | 33.8766 | 36.0494 | 36231669 | MRL-8 Datalogger equipped with 3 Enviropro Soil sensors | Datalogger | - | VWC 1-40cm | Soil Moisture | The amount of moisture present in the soil, often expressed as a percentage of the maximum amount the soil could hold at a given temperature. | Percentage | % | Saraain_Baalbeck_36231669_VWC_1-40cm | The datastream containing mesures of field Saraain Baalbeck by sensor 36231669 which measures Soil Moisture. | None
Lebanon | Saraain Baalbeck | Saraain Baalbeck Field in Lebanon | 33.8766 | 36.0494 | 36231669 | MRL-8 Datalogger equipped with 3 Enviropro Soil sensors | Datalogger | - | VWC 1-60cm | Soil Moisture | The amount of moisture present in the soil, often expressed as a percentage of the maximum amount the soil could hold at a given temperature. | Percentage | % | Saraain_Baalbeck_36231669_VWC_1-60cm | The datastream containing mesures of field Saraain Baalbeck by sensor 36231669 which measures Soil Moisture. | None
Lebanon | Saraain Baalbeck | Saraain Baalbeck Field in Lebanon | 33.8766 | 36.0494 | 36231669 | MRL-8 Datalogger equipped with 3 Enviropro Soil sensors | Datalogger | - | VWC 1-80cm | Soil Moisture | The amount of moisture present in the soil, often expressed as a percentage of the maximum amount the soil could hold at a given temperature. | Percentage | % | Saraain_Baalbeck_36231669_VWC_1-80cm | The datastream containing mesures of field Saraain Baalbeck by sensor 36231669 which measures Soil Moisture. | None
Lebanon | Saraain Baalbeck | Saraain Baalbeck Field in Lebanon | 33.8766 | 36.0494 | 36231669 | MRL-8 Datalogger equipped with 3 Enviropro Soil sensors | Datalogger | - | VWC 1-100cm | Soil Moisture | The amount of moisture present in the soil, often expressed as a percentage of the maximum amount the soil could hold at a given temperature. | Percentage | % | Saraain_Baalbeck_36231669_VWC_1-100cm | The datastream containing mesures of field Saraain Baalbeck by sensor 36231669 which measures Soil Moisture. | None
Lebanon | Saraain Baalbeck | Saraain Baalbeck Field in Lebanon | 33.8766 | 36.0494 | 36231669 | MRL-8 Datalogger equipped with 3 Enviropro Soil sensors | Datalogger | - | VWC 1-120cm | Soil Moisture | The amount of moisture present in the soil, often expressed as a percentage of the maximum amount the soil could hold at a given temperature. | Percentage | % | Saraain_Baalbeck_36231669_VWC_1-120cm | The datastream containing mesures of field Saraain Baalbeck by sensor 36231669 which measures Soil Moisture. | None
Lebanon | Saraain Baalbeck | Saraain Baalbeck Field in Lebanon | 33.8766 | 36.0494 | 36231669 | MRL-8 Datalogger equipped with 3 Enviropro Soil sensors | Datalogger | - | VWC 1-140cm | Soil Moisture | The amount of moisture present in the soil, often expressed as a percentage of the maximum amount the soil could hold at a given temperature. | Percentage | % | Saraain_Baalbeck_36231669_VWC_1-140cm | The datastream containing mesures of field Saraain Baalbeck by sensor 36231669 which measures Soil Moisture. | None
Lebanon | Saraain Baalbeck | Saraain Baalbeck Field in Lebanon | 33.8766 | 36.0494 | 36231669 | MRL-8 Datalogger equipped with 3 Enviropro Soil sensors | Datalogger | - | VWC 1-160cm | Soil Moisture | The amount of moisture present in the soil, often expressed as a percentage of the maximum amount the soil could hold at a given temperature. | Percentage | % | Saraain_Baalbeck_36231669_VWC_1-160cm | The datastream containing mesures of field Saraain Baalbeck by sensor 36231669 which measures Soil Moisture. | None
Lebanon | Saraain Baalbeck | Saraain Baalbeck Field in Lebanon | 33.8766 | 36.0494 | 36231669 | MRL-8 Datalogger equipped with 3 Enviropro Soil sensors | Datalogger | - | Temp 1-10cm | Soil Temperature | The measure of temperature of the soil. | Degrees Celsius | ºC | Saraain_Baalbeck_36231669_Temp_1-10cm | The datastream containing mesures of field Saraain Baalbeck by sensor 36231669 which measures Soil Temperature. | None
Lebanon | Saraain Baalbeck | Saraain Baalbeck Field in Lebanon | 33.8766 | 36.0494 | 36231669 | MRL-8 Datalogger equipped with 3 Enviropro Soil sensors | Datalogger | - | Temp 1-20cm | Soil Temperature | The measure of temperature of the soil. | Degrees Celsius | ºC | Saraain_Baalbeck_36231669_Temp_1-20cm | The datastream containing mesures of field Saraain Baalbeck by sensor 36231669 which measures Soil Temperature. | None
Lebanon | Saraain Baalbeck | Saraain Baalbeck Field in Lebanon | 33.8766 | 36.0494 | 36231669 | MRL-8 Datalogger equipped with 3 Enviropro Soil sensors | Datalogger | - | Temp 1-40cm | Soil Temperature | The measure of temperature of the soil. | Degrees Celsius | ºC | Saraain_Baalbeck_36231669_Temp_1-40cm | The datastream containing mesures of field Saraain Baalbeck by sensor 36231669 which measures Soil Temperature. | None
Lebanon | Saraain Baalbeck | Saraain Baalbeck Field in Lebanon | 33.8766 | 36.0494 | 36231669 | MRL-8 Datalogger equipped with 3 Enviropro Soil sensors | Datalogger | - | Temp 1-60cm | Soil Temperature | The measure of temperature of the soil. | Degrees Celsius | ºC | Saraain_Baalbeck_36231669_Temp_1-60cm | The datastream containing mesures of field Saraain Baalbeck by sensor 36231669 which measures Soil Temperature. | None
Lebanon | Saraain Baalbeck | Saraain Baalbeck Field in Lebanon | 33.8766 | 36.0494 | 36231669 | MRL-8 Datalogger equipped with 3 Enviropro Soil sensors | Datalogger | - | Temp 1-80cm | Soil Temperature | The measure of temperature of the soil. | Degrees Celsius | ºC | Saraain_Baalbeck_36231669_Temp_1-80cm | The datastream containing mesures of field Saraain Baalbeck by sensor 36231669 which measures Soil Temperature. | None
Lebanon | Saraain Baalbeck | Saraain Baalbeck Field in Lebanon | 33.8766 | 36.0494 | 36231669 | MRL-8 Datalogger equipped with 3 Enviropro Soil sensors | Datalogger | - | Temp 1-100cm | Soil Temperature | The measure of temperature of the soil. | Degrees Celsius | ºC | Saraain_Baalbeck_36231669_Temp_1-100cm | The datastream containing mesures of field Saraain Baalbeck by sensor 36231669 which measures Soil Temperature. | None
Lebanon | Saraain Baalbeck | Saraain Baalbeck Field in Lebanon | 33.8766 | 36.0494 | 36231669 | MRL-8 Datalogger equipped with 3 Enviropro Soil sensors | Datalogger | - | Temp 1-120cm | Soil Temperature | The measure of temperature of the soil. | Degrees Celsius | ºC | Saraain_Baalbeck_36231669_Temp_1-120cm | The datastream containing mesures of field Saraain Baalbeck by sensor 36231669 which measures Soil Temperature. | None
Lebanon | Saraain Baalbeck | Saraain Baalbeck Field in Lebanon | 33.8766 | 36.0494 | 36231669 | MRL-8 Datalogger equipped with 3 Enviropro Soil sensors | Datalogger | - | Temp 1-140cm | Soil Temperature | The measure of temperature of the soil. | Degrees Celsius | ºC | Saraain_Baalbeck_36231669_Temp_1-140cm | The datastream containing mesures of field Saraain Baalbeck by sensor 36231669 which measures Soil Temperature. | None
Lebanon | Saraain Baalbeck | Saraain Baalbeck Field in Lebanon | 33.8766 | 36.0494 | 36231669 | MRL-8 Datalogger equipped with 3 Enviropro Soil sensors | Datalogger | - | Temp 1-160cm | Soil Temperature | The measure of temperature of the soil. | Degrees Celsius | ºC | Saraain_Baalbeck_36231669_Temp_1-160cm | The datastream containing mesures of field Saraain Baalbeck by sensor 36231669 which measures Soil Temperature. | None
Lebanon | Saraain Baalbeck | Saraain Baalbeck Field in Lebanon | 33.8766 | 36.0494 | 36231669 | MRL-8 Datalogger equipped with 3 Enviropro Soil sensors | Datalogger | - | VWC 2-10cm | Soil Moisture | The amount of moisture present in the soil, often expressed as a percentage of the maximum amount the soil could hold at a given temperature. | Percentage | % | Saraain_Baalbeck_36231669_VWC_2-10cm | The datastream containing mesures of field Saraain Baalbeck by sensor 36231669 which measures Soil Moisture. | None
Lebanon | Saraain Baalbeck | Saraain Baalbeck Field in Lebanon | 33.8766 | 36.0494 | 36231669 | MRL-8 Datalogger equipped with 3 Enviropro Soil sensors | Datalogger | - | VWC 2-20cm | Soil Moisture | The amount of moisture present in the soil, often expressed as a percentage of the maximum amount the soil could hold at a given temperature. | Percentage | % | Saraain_Baalbeck_36231669_VWC_2-20cm | The datastream containing mesures of field Saraain Baalbeck by sensor 36231669 which measures Soil Moisture. | None
Lebanon | Saraain Baalbeck | Saraain Baalbeck Field in Lebanon | 33.8766 | 36.0494 | 36231669 | MRL-8 Datalogger equipped with 3 Enviropro Soil sensors | Datalogger | - | VWC 2-40cm | Soil Moisture | The amount of moisture present in the soil, often expressed as a percentage of the maximum amount the soil could hold at a given temperature. | Percentage | % | Saraain_Baalbeck_36231669_VWC_2-40cm | The datastream containing mesures of field Saraain Baalbeck by sensor 36231669 which measures Soil Moisture. | None
Lebanon | Saraain Baalbeck | Saraain Baalbeck Field in Lebanon | 33.8766 | 36.0494 | 36231669 | MRL-8 Datalogger equipped with 3 Enviropro Soil sensors | Datalogger | - | VWC 2-60cm | Soil Moisture | The amount of moisture present in the soil, often expressed as a percentage of the maximum amount the soil could hold at a given temperature. | Percentage | % | Saraain_Baalbeck_36231669_VWC_2-60cm | The datastream containing mesures of field Saraain Baalbeck by sensor 36231669 which measures Soil Moisture. | None
Lebanon | Saraain Baalbeck | Saraain Baalbeck Field in Lebanon | 33.8766 | 36.0494 | 36231669 | MRL-8 Datalogger equipped with 3 Enviropro Soil sensors | Datalogger | - | VWC 2-80cm | Soil Moisture | The amount of moisture present in the soil, often expressed as a percentage of the maximum amount the soil could hold at a given temperature. | Percentage | % | Saraain_Baalbeck_36231669_VWC_2-80cm | The datastream containing mesures of field Saraain Baalbeck by sensor 36231669 which measures Soil Moisture. | None
Lebanon | Saraain Baalbeck | Saraain Baalbeck Field in Lebanon | 33.8766 | 36.0494 | 36231669 | MRL-8 Datalogger equipped with 3 Enviropro Soil sensors | Datalogger | - | VWC 2-100cm | Soil Moisture | The amount of moisture present in the soil, often expressed as a percentage of the maximum amount the soil could hold at a given temperature. | Percentage | % | Saraain_Baalbeck_36231669_VWC_2-100cm | The datastream containing mesures of field Saraain Baalbeck by sensor 36231669 which measures Soil Moisture. | None
Lebanon | Saraain Baalbeck | Saraain Baalbeck Field in Lebanon | 33.8766 | 36.0494 | 36231669 | MRL-8 Datalogger equipped with 3 Enviropro Soil sensors | Datalogger | - | VWC 2-120cm | Soil Moisture | The amount of moisture present in the soil, often expressed as a percentage of the maximum amount the soil could hold at a given temperature. | Percentage | % | Saraain_Baalbeck_36231669_VWC_2-120cm | The datastream containing mesures of field Saraain Baalbeck by sensor 36231669 which measures Soil Moisture. | None
Lebanon | Saraain Baalbeck | Saraain Baalbeck Field in Lebanon | 33.8766 | 36.0494 | 36231669 | MRL-8 Datalogger equipped with 3 Enviropro Soil sensors | Datalogger | - | VWC 2-140cm | Soil Moisture | The amount of moisture present in the soil, often expressed as a percentage of the maximum amount the soil could hold at a given temperature. | Percentage | % | Saraain_Baalbeck_36231669_VWC_2-140cm | The datastream containing mesures of field Saraain Baalbeck by sensor 36231669 which measures Soil Moisture. | None
Lebanon | Saraain Baalbeck | Saraain Baalbeck Field in Lebanon | 33.8766 | 36.0494 | 36231669 | MRL-8 Datalogger equipped with 3 Enviropro Soil sensors | Datalogger | - | VWC 2-160cm | Soil Moisture | The amount of moisture present in the soil, often expressed as a percentage of the maximum amount the soil could hold at a given temperature. | Percentage | % | Saraain_Baalbeck_36231669_VWC_2-160cm | The datastream containing mesures of field Saraain Baalbeck by sensor 36231669 which measures Soil Moisture. | None
Lebanon | Saraain Baalbeck | Saraain Baalbeck Field in Lebanon | 33.8766 | 36.0494 | 36231669 | MRL-8 Datalogger equipped with 3 Enviropro Soil sensors | Datalogger | - | Temp 2-10cm | Soil Temperature | The measure of temperature of the soil. | Degrees Celsius | ºC | Saraain_Baalbeck_36231669_Temp_2-10cm | The datastream containing mesures of field Saraain Baalbeck by sensor 36231669 which measures Soil Temperature. | None
Lebanon | Saraain Baalbeck | Saraain Baalbeck Field in Lebanon | 33.8766 | 36.0494 | 36231669 | MRL-8 Datalogger equipped with 3 Enviropro Soil sensors | Datalogger | - | Temp 2-20cm | Soil Temperature | The measure of temperature of the soil. | Degrees Celsius | ºC | Saraain_Baalbeck_36231669_Temp_2-20cm | The datastream containing mesures of field Saraain Baalbeck by sensor 36231669 which measures Soil Temperature. | None
Lebanon | Saraain Baalbeck | Saraain Baalbeck Field in Lebanon | 33.8766 | 36.0494 | 36231669 | MRL-8 Datalogger equipped with 3 Enviropro Soil sensors | Datalogger | - | Temp 2-40cm | Soil Temperature | The measure of temperature of the soil. | Degrees Celsius | ºC | Saraain_Baalbeck_36231669_Temp_2-40cm | The datastream containing mesures of field Saraain Baalbeck by sensor 36231669 which measures Soil Temperature. | None
Lebanon | Saraain Baalbeck | Saraain Baalbeck Field in Lebanon | 33.8766 | 36.0494 | 36231669 | MRL-8 Datalogger equipped with 3 Enviropro Soil sensors | Datalogger | - | Temp 2-60cm | Soil Temperature | The measure of temperature of the soil. | Degrees Celsius | ºC | Saraain_Baalbeck_36231669_Temp_2-60cm | The datastream containing mesures of field Saraain Baalbeck by sensor 36231669 which measures Soil Temperature. | None
Lebanon | Saraain Baalbeck | Saraain Baalbeck Field in Lebanon | 33.8766 | 36.0494 | 36231669 | MRL-8 Datalogger equipped with 3 Enviropro Soil sensors | Datalogger | - | Temp 2-80cm | Soil Temperature | The measure of temperature of the soil. | Degrees Celsius | ºC | Saraain_Baalbeck_36231669_Temp_2-80cm | The datastream containing mesures of field Saraain Baalbeck by sensor 36231669 which measures Soil Temperature. | None
Lebanon | Saraain Baalbeck | Saraain Baalbeck Field in Lebanon | 33.8766 | 36.0494 | 36231669 | MRL-8 Datalogger equipped with 3 Enviropro Soil sensors | Datalogger | - | Temp 2-100cm | Soil Temperature | The measure of temperature of the soil. | Degrees Celsius | ºC | Saraain_Baalbeck_36231669_Temp_2-100cm | The datastream containing mesures of field Saraain Baalbeck by sensor 36231669 which measures Soil Temperature. | None
Lebanon | Saraain Baalbeck | Saraain Baalbeck Field in Lebanon | 33.8766 | 36.0494 | 36231669 | MRL-8 Datalogger equipped with 3 Enviropro Soil sensors | Datalogger | - | Temp 2-120cm | Soil Temperature | The measure of temperature of the soil. | Degrees Celsius | ºC | Saraain_Baalbeck_36231669_Temp_2-120cm | The datastream containing mesures of field Saraain Baalbeck by sensor 36231669 which measures Soil Temperature. | None
Lebanon | Saraain Baalbeck | Saraain Baalbeck Field in Lebanon | 33.8766 | 36.0494 | 36231669 | MRL-8 Datalogger equipped with 3 Enviropro Soil sensors | Datalogger | - | Temp 2-140cm | Soil Temperature | The measure of temperature of the soil. | Degrees Celsius | ºC | Saraain_Baalbeck_36231669_Temp_2-140cm | The datastream containing mesures of field Saraain Baalbeck by sensor 36231669 which measures Soil Temperature. | None
Lebanon | Saraain Baalbeck | Saraain Baalbeck Field in Lebanon | 33.8766 | 36.0494 | 36231669 | MRL-8 Datalogger equipped with 3 Enviropro Soil sensors | Datalogger | - | Temp 2-160cm | Soil Temperature | The measure of temperature of the soil. | Degrees Celsius | ºC | Saraain_Baalbeck_36231669_Temp_2-160cm | The datastream containing mesures of field Saraain Baalbeck by sensor 36231669 which measures Soil Temperature. | None
Lebanon | Saraain Baalbeck | Saraain Baalbeck Field in Lebanon | 33.8766 | 36.0494 | 36231669 | MRL-8 Datalogger equipped with 3 Enviropro Soil sensors | Datalogger | - | VWC 3-10cm | Soil Moisture | The amount of moisture present in the soil, often expressed as a percentage of the maximum amount the soil could hold at a given temperature. | Percentage | % | Saraain_Baalbeck_36231669_VWC_3-10cm | The datastream containing mesures of field Saraain Baalbeck by sensor 36231669 which measures Soil Moisture. | None
Lebanon | Saraain Baalbeck | Saraain Baalbeck Field in Lebanon | 33.8766 | 36.0494 | 36231669 | MRL-8 Datalogger equipped with 3 Enviropro Soil sensors | Datalogger | - | VWC 3-20cm | Soil Moisture | The amount of moisture present in the soil, often expressed as a percentage of the maximum amount the soil could hold at a given temperature. | Percentage | % | Saraain_Baalbeck_36231669_VWC_3-20cm | The datastream containing mesures of field Saraain Baalbeck by sensor 36231669 which measures Soil Moisture. | None
Lebanon | Saraain Baalbeck | Saraain Baalbeck Field in Lebanon | 33.8766 | 36.0494 | 36231669 | MRL-8 Datalogger equipped with 3 Enviropro Soil sensors | Datalogger | - | VWC 3-40cm | Soil Moisture | The amount of moisture present in the soil, often expressed as a percentage of the maximum amount the soil could hold at a given temperature. | Percentage | % | Saraain_Baalbeck_36231669_VWC_3-40cm | The datastream containing mesures of field Saraain Baalbeck by sensor 36231669 which measures Soil Moisture. | None
Lebanon | Saraain Baalbeck | Saraain Baalbeck Field in Lebanon | 33.8766 | 36.0494 | 36231669 | MRL-8 Datalogger equipped with 3 Enviropro Soil sensors | Datalogger | - | VWC 3-60cm | Soil Moisture | The amount of moisture present in the soil, often expressed as a percentage of the maximum amount the soil could hold at a given temperature. | Percentage | % | Saraain_Baalbeck_36231669_VWC_3-60cm | The datastream containing mesures of field Saraain Baalbeck by sensor 36231669 which measures Soil Moisture. | None
Lebanon | Saraain Baalbeck | Saraain Baalbeck Field in Lebanon | 33.8766 | 36.0494 | 36231669 | MRL-8 Datalogger equipped with 3 Enviropro Soil sensors | Datalogger | - | VWC 3-80cm | Soil Moisture | The amount of moisture present in the soil, often expressed as a percentage of the maximum amount the soil could hold at a given temperature. | Percentage | % | Saraain_Baalbeck_36231669_VWC_3-80cm | The datastream containing mesures of field Saraain Baalbeck by sensor 36231669 which measures Soil Moisture. | None
Lebanon | Saraain Baalbeck | Saraain Baalbeck Field in Lebanon | 33.8766 | 36.0494 | 36231669 | MRL-8 Datalogger equipped with 3 Enviropro Soil sensors | Datalogger | - | VWC 3-100cm | Soil Moisture | The amount of moisture present in the soil, often expressed as a percentage of the maximum amount the soil could hold at a given temperature. | Percentage | % | Saraain_Baalbeck_36231669_VWC_3-100cm | The datastream containing mesures of field Saraain Baalbeck by sensor 36231669 which measures Soil Moisture. | None
Lebanon | Saraain Baalbeck | Saraain Baalbeck Field in Lebanon | 33.8766 | 36.0494 | 36231669 | MRL-8 Datalogger equipped with 3 Enviropro Soil sensors | Datalogger | - | VWC 3-120cm | Soil Moisture | The amount of moisture present in the soil, often expressed as a percentage of the maximum amount the soil could hold at a given temperature. | Percentage | % | Saraain_Baalbeck_36231669_VWC_3-120cm | The datastream containing mesures of field Saraain Baalbeck by sensor 36231669 which measures Soil Moisture. | None
Lebanon | Saraain Baalbeck | Saraain Baalbeck Field in Lebanon | 33.8766 | 36.0494 | 36231669 | MRL-8 Datalogger equipped with 3 Enviropro Soil sensors | Datalogger | - | VWC 3-140cm | Soil Moisture | The amount of moisture present in the soil, often expressed as a percentage of the maximum amount the soil could hold at a given temperature. | Percentage | % | Saraain_Baalbeck_36231669_VWC_3-140cm | The datastream containing mesures of field Saraain Baalbeck by sensor 36231669 which measures Soil Moisture. | None
Lebanon | Saraain Baalbeck | Saraain Baalbeck Field in Lebanon | 33.8766 | 36.0494 | 36231669 | MRL-8 Datalogger equipped with 3 Enviropro Soil sensors | Datalogger | - | VWC 3-160cm | Soil Moisture | The amount of moisture present in the soil, often expressed as a percentage of the maximum amount the soil could hold at a given temperature. | Percentage | % | Saraain_Baalbeck_36231669_VWC_3-160cm | The datastream containing mesures of field Saraain Baalbeck by sensor 36231669 which measures Soil Moisture. | None
Lebanon | Saraain Baalbeck | Saraain Baalbeck Field in Lebanon | 33.8766 | 36.0494 | 36231669 | MRL-8 Datalogger equipped with 3 Enviropro Soil sensors | Datalogger | - | Temp 3-10cm | Soil Temperature | The measure of temperature of the soil. | Degrees Celsius | ºC | Saraain_Baalbeck_36231669_Temp_3-10cm | The datastream containing mesures of field Saraain Baalbeck by sensor 36231669 which measures Soil Temperature. | None
Lebanon | Saraain Baalbeck | Saraain Baalbeck Field in Lebanon | 33.8766 | 36.0494 | 36231669 | MRL-8 Datalogger equipped with 3 Enviropro Soil sensors | Datalogger | - | Temp 3-20cm | Soil Temperature | The measure of temperature of the soil. | Degrees Celsius | ºC | Saraain_Baalbeck_36231669_Temp_3-20cm | The datastream containing mesures of field Saraain Baalbeck by sensor 36231669 which measures Soil Temperature. | None
Lebanon | Saraain Baalbeck | Saraain Baalbeck Field in Lebanon | 33.8766 | 36.0494 | 36231669 | MRL-8 Datalogger equipped with 3 Enviropro Soil sensors | Datalogger | - | Temp 3-40cm | Soil Temperature | The measure of temperature of the soil. | Degrees Celsius | ºC | Saraain_Baalbeck_36231669_Temp_3-40cm | The datastream containing mesures of field Saraain Baalbeck by sensor 36231669 which measures Soil Temperature. | None
Lebanon | Saraain Baalbeck | Saraain Baalbeck Field in Lebanon | 33.8766 | 36.0494 | 36231669 | MRL-8 Datalogger equipped with 3 Enviropro Soil sensors | Datalogger | - | Temp 3-60cm | Soil Temperature | The measure of temperature of the soil. | Degrees Celsius | ºC | Saraain_Baalbeck_36231669_Temp_3-60cm | The datastream containing mesures of field Saraain Baalbeck by sensor 36231669 which measures Soil Temperature. | None
Lebanon | Saraain Baalbeck | Saraain Baalbeck Field in Lebanon | 33.8766 | 36.0494 | 36231669 | MRL-8 Datalogger equipped with 3 Enviropro Soil sensors | Datalogger | - | Temp 3-80cm | Soil Temperature | The measure of temperature of the soil. | Degrees Celsius | ºC | Saraain_Baalbeck_36231669_Temp_3-80cm | The datastream containing mesures of field Saraain Baalbeck by sensor 36231669 which measures Soil Temperature. | None
Lebanon | Saraain Baalbeck | Saraain Baalbeck Field in Lebanon | 33.8766 | 36.0494 | 36231669 | MRL-8 Datalogger equipped with 3 Enviropro Soil sensors | Datalogger | - | Temp 3-100cm | Soil Temperature | The measure of temperature of the soil. | Degrees Celsius | ºC | Saraain_Baalbeck_36231669_Temp_3-100cm | The datastream containing mesures of field Saraain Baalbeck by sensor 36231669 which measures Soil Temperature. | None
Lebanon | Saraain Baalbeck | Saraain Baalbeck Field in Lebanon | 33.8766 | 36.0494 | 36231669 | MRL-8 Datalogger equipped with 3 Enviropro Soil sensors | Datalogger | - | Temp 3-120cm | Soil Temperature | The measure of temperature of the soil. | Degrees Celsius | ºC | Saraain_Baalbeck_36231669_Temp_3-120cm | The datastream containing mesures of field Saraain Baalbeck by sensor 36231669 which measures Soil Temperature. | None
Lebanon | Saraain Baalbeck | Saraain Baalbeck Field in Lebanon | 33.8766 | 36.0494 | 36231669 | MRL-8 Datalogger equipped with 3 Enviropro Soil sensors | Datalogger | - | Temp 3-140cm | Soil Temperature | The measure of temperature of the soil. | Degrees Celsius | ºC | Saraain_Baalbeck_36231669_Temp_3-140cm | The datastream containing mesures of field Saraain Baalbeck by sensor 36231669 which measures Soil Temperature. | None
Lebanon | Saraain Baalbeck | Saraain Baalbeck Field in Lebanon | 33.8766 | 36.0494 | 36231669 | MRL-8 Datalogger equipped with 3 Enviropro Soil sensors | Datalogger | - | Temp 3-160cm | Soil Temperature | The measure of temperature of the soil. | Degrees Celsius | ºC | Saraain_Baalbeck_36231669_Temp_3-160cm | The datastream containing mesures of field Saraain Baalbeck by sensor 36231669 which measures Soil Temperature. | None
Lebanon | Saraain Baalbeck | Saraain Baalbeck Field in Lebanon | 33.8766 | 36.0494 | 36231669 | MRL-8 Datalogger equipped with 3 Enviropro Soil sensors | Datalogger | - | Battery V | Battery Level | The percentage of battery level associated to the specific sensor. | Percentage | % | Saraain_Baalbeck_36231669_Battery_V | The datastream containing mesures of field Saraain Baalbeck by sensor 36231669 which measures Battery Level. | None
Lebanon | Saraain Baalbeck | Saraain Baalbeck Field in Lebanon | 33.8766 | 36.0494 | 36231669 | MRL-8 Datalogger equipped with 3 Enviropro Soil sensors | Datalogger | - | Solar V | Solar Radiation | Energy from the sun in the form of electromagnetic waves. | Watts per square meter | W/m² | Saraain_Baalbeck_36231669_Solar_V | The datastream containing mesures of field Saraain Baalbeck by sensor 36231669 which measures Solar Radiation. | None
Lebanon | Saraain Baalbeck | Saraain Baalbeck Field in Lebanon | 33.8766 | 36.0494 | 36231669 | MRL-8 Datalogger equipped with 3 Enviropro Soil sensors | Datalogger | - | CSQ | CSQ | - | - | - | Saraain_Baalbeck_36231669_CSQ | The datastream containing mesures of field Saraain Baalbeck by sensor 36231669 which measures CSQ. | None
Lebanon | Yammouneh Lake | Lake in Lebanon | 34.1216 | 36.0335 | 36231672 | SQR SENSOR (WATER LEVEL+FLOW) | Datalogger | - | Water level | Water Flow | The continuous movement of water in a particular direction. | Cubic meters per second | m^3/s | Yammouneh_Lake_36231672_Water_level | The datastream containing mesures of field Yammouneh Lake by sensor 36231672 which measures Water Flow. | Weekly
Lebanon | Yammouneh Lake | Lake in Lebanon | 34.1216 | 36.0335 | 36231672 | SQR SENSOR (WATER LEVEL+FLOW) | Datalogger | - | Velocity | Unknown | Unknown | - | - | Yammouneh_Lake_36231672_Velocity | The datastream containing mesures of field Yammouneh Lake by sensor 36231672 which measures Unknown. | Weekly
Lebanon | Yammouneh Lake | Lake in Lebanon | 34.1216 | 36.0335 | 36231672 | SQR SENSOR (WATER LEVEL+FLOW) | Datalogger | - | Quality (SNR) | Unknown | Unknown | - | - | Yammouneh_Lake_36231672_Quality_(SNR) | The datastream containing mesures of field Yammouneh Lake by sensor 36231672 which measures Unknown. | Weekly
Lebanon | Yammouneh Lake | Lake in Lebanon | 34.1216 | 36.0335 | 36231672 | SQR SENSOR (WATER LEVEL+FLOW) | Datalogger | - | Flow | Water Flow | The continuous movement of water in a particular direction. | Cubic meters per second | m^3/s | Yammouneh_Lake_36231672_Flow | The datastream containing mesures of field Yammouneh Lake by sensor 36231672 which measures Water Flow. | Weekly
Lebanon | Yammouneh Lake | Lake in Lebanon | 34.1216 | 36.0335 | 36231672 | SQR SENSOR (WATER LEVEL+FLOW) | Datalogger | - | Total flow | Water Flow | The continuous movement of water in a particular direction. | Cubic meters per second | m^3/s | Yammouneh_Lake_36231672_Total_flow | The datastream containing mesures of field Yammouneh Lake by sensor 36231672 which measures Water Flow. | Weekly
Lebanon | Yammouneh Lake | Lake in Lebanon | 34.1216 | 36.0335 | 36231672 | SQR SENSOR (WATER LEVEL+FLOW) | Datalogger | - | Learned velocity | Unknown | Unknown | - | - | Yammouneh_Lake_36231672_Learned_velocity | The datastream containing mesures of field Yammouneh Lake by sensor 36231672 which measures Unknown. | Weekly
Lebanon | Yammouneh Lake | Lake in Lebanon | 34.1216 | 36.0335 | 36231672 | SQR SENSOR (WATER LEVEL+FLOW) | Datalogger | - | Learned flow | Water Flow | The continuous movement of water in a particular direction. | Cubic meters per second | m^3/s | Yammouneh_Lake_36231672_Learned_flow | The datastream containing mesures of field Yammouneh Lake by sensor 36231672 which measures Water Flow. | Weekly
Lebanon | Yammouneh Lake | Lake in Lebanon | 34.1216 | 36.0335 | 36231672 | SQR SENSOR (WATER LEVEL+FLOW) | Datalogger | - | Op. direction | Wind Direction | The compass direction from which the wind is blowing. | Degrees | º | Yammouneh_Lake_36231672_Op._direction | The datastream containing mesures of field Yammouneh Lake by sensor 36231672 which measures Wind Direction. | Weekly
Lebanon | Yammouneh Lake | Lake in Lebanon | 34.1216 | 36.0335 | 36231672 | SQR SENSOR (WATER LEVEL+FLOW) | Datalogger | - | Battery voltage | Battery Voltage | The electrical potential in a battery, indicating its charge level. | Millivolts | mV | Yammouneh_Lake_36231672_Battery_voltage | The datastream containing mesures of field Yammouneh Lake by sensor 36231672 which measures Battery Voltage. | Weekly
Lebanon | Yammouneh Lake | Lake in Lebanon | 34.1216 | 36.0335 | 36231672 | SQR SENSOR (WATER LEVEL+FLOW) | Datalogger | - | Solar voltage | Solar Radiation | Energy from the sun in the form of electromagnetic waves. | Watts per square meter | W/m² | Yammouneh_Lake_36231672_Solar_voltage | The datastream containing mesures of field Yammouneh Lake by sensor 36231672 which measures Solar Radiation. | Weekly
Lebanon | Yammouneh Lake | Lake in Lebanon | 34.1216 | 36.0335 | 36231672 | SQR SENSOR (WATER LEVEL+FLOW) | Datalogger | - | CSQ | CSQ | - | - | - | Yammouneh_Lake_36231672_CSQ | The datastream containing mesures of field Yammouneh Lake by sensor 36231672 which measures CSQ. | Weekly
Lebanon | Yammouneh Lake | Lake in Lebanon | 34.1216 | 36.0335 | 36231672 | SQR SENSOR (WATER LEVEL+FLOW) | Datalogger | - | Self check | Unknown | Unknown | - | - | Yammouneh_Lake_36231672_Self_check | The datastream containing mesures of field Yammouneh Lake by sensor 36231672 which measures Unknown. | Weekly
Italy | Cantoniera Reservoir | Reservoir / Lake in Italy, in the Tirso Basin | 40.1353 | 8.9133 | HMS_Tirso | HEC-HMS Basin Model | Model | - | FLOW | Water Flow | The continuous movement of water in a particular direction. | Cubic meters per second | m^3/s | Cantoniera_Reservoir_HMS_Tirso_FLOW | The datastream containing mesures of field Cantoniera Reservoir by sensor HMS_Tirso which measures Water Flow. | Weekly
Italy | Cantoniera Reservoir | Reservoir / Lake in Italy, in the Tirso Basin | 40.1353 | 8.9133 | HMS_Tirso | HEC-HMS Basin Model | Model | - | STORAGE | Water Storage | #N/A | #N/A | #N/A | Cantoniera_Reservoir_HMS_Tirso_STORAGE | The datastream containing mesures of field Cantoniera Reservoir by sensor HMS_Tirso which measures Water Storage. | Weekly
Jordan | z6-19947 | Weather station in Jordan managed with ZentraCloud | 32.1905 | 35.6175 | z6-19947 | A weather station in Jordan obtaining data from multiple sources | STATION | - | Air Temperature | Air Temperature | The measure of the hotness or coldness of the air. | Degrees Celsius | ºC | z6-19947_z6-19947_Air_Temperature | The datastream containing mesures of field z6-19947 by sensor z6-19947 which measures Air Temperature. | None
Jordan | z6-19947 | Weather station in Jordan managed with ZentraCloud | 32.1905 | 35.6175 | z6-19947 | A weather station in Jordan obtaining data from multiple sources | STATION | - | Atmospheric Pressure | Atmospheric Pressure | The force exerted by the weight of the air above a given point on Earth's surface, which can vary with changes in weather and altitude. | Kilopascal | kPa | z6-19947_z6-19947_Atmospheric_Pressure | The datastream containing mesures of field z6-19947 by sensor z6-19947 which measures Atmospheric Pressure. | None
Jordan | z6-19947 | Weather station in Jordan managed with ZentraCloud | 32.1905 | 35.6175 | z6-19947 | A weather station in Jordan obtaining data from multiple sources | STATION | - | Battery Percent | Battery Level | The percentage of battery level associated to the specific sensor. | Percentage | % | z6-19947_z6-19947_Battery_Percent | The datastream containing mesures of field z6-19947 by sensor z6-19947 which measures Battery Level. | None
Jordan | z6-19947 | Weather station in Jordan managed with ZentraCloud | 32.1905 | 35.6175 | z6-19947 | A weather station in Jordan obtaining data from multiple sources | STATION | - | Battery Voltage | Battery Voltage | The electrical potential in a battery, indicating its charge level. | Millivolts | mV | z6-19947_z6-19947_Battery_Voltage | The datastream containing mesures of field z6-19947 by sensor z6-19947 which measures Battery Voltage. | None
Jordan | z6-19947 | Weather station in Jordan managed with ZentraCloud | 32.1905 | 35.6175 | z6-19947 | A weather station in Jordan obtaining data from multiple sources | STATION | - | Gust Speed | Gust Speed | The maximum sudden burst of wind speed. | Meters per second | m/s | z6-19947_z6-19947_Gust_Speed | The datastream containing mesures of field z6-19947 by sensor z6-19947 which measures Gust Speed. | None
Jordan | z6-19947 | Weather station in Jordan managed with ZentraCloud | 32.1905 | 35.6175 | z6-19947 | A weather station in Jordan obtaining data from multiple sources | STATION | - | Lightning Activity | Lightning Activity | The occurrence of electrical discharges in the atmosphere, typically during thunderstorms. | N/A | N/A | z6-19947_z6-19947_Lightning_Activity | The datastream containing mesures of field z6-19947 by sensor z6-19947 which measures Lightning Activity. | None
Jordan | z6-19947 | Weather station in Jordan managed with ZentraCloud | 32.1905 | 35.6175 | z6-19947 | A weather station in Jordan obtaining data from multiple sources | STATION | - | Lightning Distance | Lightning Distance | The distance from a location to the nearest lightning strike. | Kilometers | km | z6-19947_z6-19947_Lightning_Distance | The datastream containing mesures of field z6-19947 by sensor z6-19947 which measures Lightning Distance. | None
Jordan | z6-19947 | Weather station in Jordan managed with ZentraCloud | 32.1905 | 35.6175 | z6-19947 | A weather station in Jordan obtaining data from multiple sources | STATION | - | Logger Temperature | Logger Temperature | The temperature measured by a data logger or recording device. | Degrees Celsius | ºC | z6-19947_z6-19947_Logger_Temperature | The datastream containing mesures of field z6-19947 by sensor z6-19947 which measures Logger Temperature. | None
Jordan | z6-19947 | Weather station in Jordan managed with ZentraCloud | 32.1905 | 35.6175 | z6-19947 | A weather station in Jordan obtaining data from multiple sources | STATION | - | Max Precip Rate | Max Precipitation Rate | The highest rate at which rain or other forms of precipitation fall in a given period. | Millimeters per hour | mm/h | z6-19947_z6-19947_Max_Precip_Rate | The datastream containing mesures of field z6-19947 by sensor z6-19947 which measures Max Precipitation Rate. | None
Jordan | z6-19947 | Weather station in Jordan managed with ZentraCloud | 32.1905 | 35.6175 | z6-19947 | A weather station in Jordan obtaining data from multiple sources | STATION | - | Precipitation | Precipitation | Any form of water, liquid or solid, falling from the sky, such as rain, snow, or sleet. | Millimeters | mm | z6-19947_z6-19947_Precipitation | The datastream containing mesures of field z6-19947 by sensor z6-19947 which measures Precipitation. | None
Jordan | z6-19947 | Weather station in Jordan managed with ZentraCloud | 32.1905 | 35.6175 | z6-19947 | A weather station in Jordan obtaining data from multiple sources | STATION | - | RH Sensor Temp | RH Sensor Temp | The temperature at which a relative humidity sensor operates. | Degrees Celsius | ºC | z6-19947_z6-19947_RH_Sensor_Temp | The datastream containing mesures of field z6-19947 by sensor z6-19947 which measures RH Sensor Temp. | None
Jordan | z6-19947 | Weather station in Jordan managed with ZentraCloud | 32.1905 | 35.6175 | z6-19947 | A weather station in Jordan obtaining data from multiple sources | STATION | - | Reference Pressure | Reference Pressure | A standard pressure value used as a basis for comparison in meteorology. | Kilopascal | kPa | z6-19947_z6-19947_Reference_Pressure | The datastream containing mesures of field z6-19947 by sensor z6-19947 which measures Reference Pressure. | None
Jordan | z6-19947 | Weather station in Jordan managed with ZentraCloud | 32.1905 | 35.6175 | z6-19947 | A weather station in Jordan obtaining data from multiple sources | STATION | - | Solar Radiation | Solar Radiation | Energy from the sun in the form of electromagnetic waves. | Watts per square meter | W/m² | z6-19947_z6-19947_Solar_Radiation | The datastream containing mesures of field z6-19947 by sensor z6-19947 which measures Solar Radiation. | None
Jordan | z6-19947 | Weather station in Jordan managed with ZentraCloud | 32.1905 | 35.6175 | z6-19947 | A weather station in Jordan obtaining data from multiple sources | STATION | - | Temperature | Temperature | The measure of the hotness or coldness of something. | Degrees Celsius | ºC | z6-19947_z6-19947_Temperature | The datastream containing mesures of field z6-19947 by sensor z6-19947 which measures Temperature. | None
Jordan | z6-19947 | Weather station in Jordan managed with ZentraCloud | 32.1905 | 35.6175 | z6-19947 | A weather station in Jordan obtaining data from multiple sources | STATION | - | VPD | VPD | The difference between the amount of moisture in the air and the maximum amount of moisture the air can hold at a given temperature. | Kilopascal | kPa | z6-19947_z6-19947_VPD | The datastream containing mesures of field z6-19947 by sensor z6-19947 which measures VPD. | None
Jordan | z6-19947 | Weather station in Jordan managed with ZentraCloud | 32.1905 | 35.6175 | z6-19947 | A weather station in Jordan obtaining data from multiple sources | STATION | - | Vapor Pressure | Vapor Pressure | The pressure exerted by water vapor in the air. | Kilopascal | kPa | z6-19947_z6-19947_Vapor_Pressure | The datastream containing mesures of field z6-19947 by sensor z6-19947 which measures Vapor Pressure. | None
Jordan | z6-19947 | Weather station in Jordan managed with ZentraCloud | 32.1905 | 35.6175 | z6-19947 | A weather station in Jordan obtaining data from multiple sources | STATION | - | Wind Direction | Wind Direction | The compass direction from which the wind is blowing. | Degrees | º | z6-19947_z6-19947_Wind_Direction | The datastream containing mesures of field z6-19947 by sensor z6-19947 which measures Wind Direction. | None
Jordan | z6-19947 | Weather station in Jordan managed with ZentraCloud | 32.1905 | 35.6175 | z6-19947 | A weather station in Jordan obtaining data from multiple sources | STATION | - | Wind Speed | Wind Speed | The rate at which the air is moving horizontally, often measured in miles per hour or meters per second. | Meters per second | m/s | z6-19947_z6-19947_Wind_Speed | The datastream containing mesures of field z6-19947 by sensor z6-19947 which measures Wind Speed. | None
Jordan | z6-19947 | Weather station in Jordan managed with ZentraCloud | 32.1905 | 35.6175 | z6-19947 | A weather station in Jordan obtaining data from multiple sources | STATION | - | X-axis Level | X-axis Level | The position or value along the horizontal axis of a graph or coordinate system. | Degrees | º | z6-19947_z6-19947_X-axis_Level | The datastream containing mesures of field z6-19947 by sensor z6-19947 which measures X-axis Level. | None
Jordan | z6-19947 | Weather station in Jordan managed with ZentraCloud | 32.1905 | 35.6175 | z6-19947 | A weather station in Jordan obtaining data from multiple sources | STATION | - | Y-axis Level | Y-axis Level | The position or value along the vertical axis of a graph or coordinate system. | Degrees | º | z6-19947_z6-19947_Y-axis_Level | The datastream containing mesures of field z6-19947 by sensor z6-19947 which measures Y-axis Level. | None
Jordan | z6-19948 | Weather station in Jordan managed with ZentraCloud | 31.9278 | 35.5688 | z6-19948 | A weather station in Jordan obtaining data from multiple sources | STATION | - | Air Temperature | Air Temperature | The measure of the hotness or coldness of the air. | Degrees Celsius | ºC | z6-19948_z6-19948_Air_Temperature | The datastream containing mesures of field z6-19948 by sensor z6-19948 which measures Air Temperature. | None
Jordan | z6-19948 | Weather station in Jordan managed with ZentraCloud | 31.9278 | 35.5688 | z6-19948 | A weather station in Jordan obtaining data from multiple sources | STATION | - | Atmospheric Pressure | Atmospheric Pressure | The force exerted by the weight of the air above a given point on Earth's surface, which can vary with changes in weather and altitude. | Kilopascal | kPa | z6-19948_z6-19948_Atmospheric_Pressure | The datastream containing mesures of field z6-19948 by sensor z6-19948 which measures Atmospheric Pressure. | None
Jordan | z6-19948 | Weather station in Jordan managed with ZentraCloud | 31.9278 | 35.5688 | z6-19948 | A weather station in Jordan obtaining data from multiple sources | STATION | - | Battery Percent | Battery Level | The percentage of battery level associated to the specific sensor. | Percentage | % | z6-19948_z6-19948_Battery_Percent | The datastream containing mesures of field z6-19948 by sensor z6-19948 which measures Battery Level. | None
Jordan | z6-19948 | Weather station in Jordan managed with ZentraCloud | 31.9278 | 35.5688 | z6-19948 | A weather station in Jordan obtaining data from multiple sources | STATION | - | Battery Voltage | Battery Voltage | The electrical potential in a battery, indicating its charge level. | Millivolts | mV | z6-19948_z6-19948_Battery_Voltage | The datastream containing mesures of field z6-19948 by sensor z6-19948 which measures Battery Voltage. | None
Jordan | z6-19948 | Weather station in Jordan managed with ZentraCloud | 31.9278 | 35.5688 | z6-19948 | A weather station in Jordan obtaining data from multiple sources | STATION | - | Gust Speed | Gust Speed | The maximum sudden burst of wind speed. | Meters per second | m/s | z6-19948_z6-19948_Gust_Speed | The datastream containing mesures of field z6-19948 by sensor z6-19948 which measures Gust Speed. | None
Jordan | z6-19948 | Weather station in Jordan managed with ZentraCloud | 31.9278 | 35.5688 | z6-19948 | A weather station in Jordan obtaining data from multiple sources | STATION | - | Lightning Activity | Lightning Activity | The occurrence of electrical discharges in the atmosphere, typically during thunderstorms. | N/A | N/A | z6-19948_z6-19948_Lightning_Activity | The datastream containing mesures of field z6-19948 by sensor z6-19948 which measures Lightning Activity. | None
Jordan | z6-19948 | Weather station in Jordan managed with ZentraCloud | 31.9278 | 35.5688 | z6-19948 | A weather station in Jordan obtaining data from multiple sources | STATION | - | Lightning Distance | Lightning Distance | The distance from a location to the nearest lightning strike. | Kilometers | km | z6-19948_z6-19948_Lightning_Distance | The datastream containing mesures of field z6-19948 by sensor z6-19948 which measures Lightning Distance. | None
Jordan | z6-19948 | Weather station in Jordan managed with ZentraCloud | 31.9278 | 35.5688 | z6-19948 | A weather station in Jordan obtaining data from multiple sources | STATION | - | Logger Temperature | Logger Temperature | The temperature measured by a data logger or recording device. | Degrees Celsius | ºC | z6-19948_z6-19948_Logger_Temperature | The datastream containing mesures of field z6-19948 by sensor z6-19948 which measures Logger Temperature. | None
Jordan | z6-19948 | Weather station in Jordan managed with ZentraCloud | 31.9278 | 35.5688 | z6-19948 | A weather station in Jordan obtaining data from multiple sources | STATION | - | Max Precip Rate | Max Precipitation Rate | The highest rate at which rain or other forms of precipitation fall in a given period. | Millimeters per hour | mm/h | z6-19948_z6-19948_Max_Precip_Rate | The datastream containing mesures of field z6-19948 by sensor z6-19948 which measures Max Precipitation Rate. | None
Jordan | z6-19948 | Weather station in Jordan managed with ZentraCloud | 31.9278 | 35.5688 | z6-19948 | A weather station in Jordan obtaining data from multiple sources | STATION | - | Precipitation | Precipitation | Any form of water, liquid or solid, falling from the sky, such as rain, snow, or sleet. | Millimeters | mm | z6-19948_z6-19948_Precipitation | The datastream containing mesures of field z6-19948 by sensor z6-19948 which measures Precipitation. | None
Jordan | z6-19948 | Weather station in Jordan managed with ZentraCloud | 31.9278 | 35.5688 | z6-19948 | A weather station in Jordan obtaining data from multiple sources | STATION | - | RH Sensor Temp | RH Sensor Temp | The temperature at which a relative humidity sensor operates. | Degrees Celsius | ºC | z6-19948_z6-19948_RH_Sensor_Temp | The datastream containing mesures of field z6-19948 by sensor z6-19948 which measures RH Sensor Temp. | None
Jordan | z6-19948 | Weather station in Jordan managed with ZentraCloud | 31.9278 | 35.5688 | z6-19948 | A weather station in Jordan obtaining data from multiple sources | STATION | - | Reference Pressure | Reference Pressure | A standard pressure value used as a basis for comparison in meteorology. | Kilopascal | kPa | z6-19948_z6-19948_Reference_Pressure | The datastream containing mesures of field z6-19948 by sensor z6-19948 which measures Reference Pressure. | None
Jordan | z6-19948 | Weather station in Jordan managed with ZentraCloud | 31.9278 | 35.5688 | z6-19948 | A weather station in Jordan obtaining data from multiple sources | STATION | - | Solar Radiation | Solar Radiation | Energy from the sun in the form of electromagnetic waves. | Watts per square meter | W/m² | z6-19948_z6-19948_Solar_Radiation | The datastream containing mesures of field z6-19948 by sensor z6-19948 which measures Solar Radiation. | None
Jordan | z6-19948 | Weather station in Jordan managed with ZentraCloud | 31.9278 | 35.5688 | z6-19948 | A weather station in Jordan obtaining data from multiple sources | STATION | - | Temperature | Temperature | The measure of the hotness or coldness of something. | Degrees Celsius | ºC | z6-19948_z6-19948_Temperature | The datastream containing mesures of field z6-19948 by sensor z6-19948 which measures Temperature. | None
Jordan | z6-19948 | Weather station in Jordan managed with ZentraCloud | 31.9278 | 35.5688 | z6-19948 | A weather station in Jordan obtaining data from multiple sources | STATION | - | VPD | VPD | The difference between the amount of moisture in the air and the maximum amount of moisture the air can hold at a given temperature. | Kilopascal | kPa | z6-19948_z6-19948_VPD | The datastream containing mesures of field z6-19948 by sensor z6-19948 which measures VPD. | None
Jordan | z6-19948 | Weather station in Jordan managed with ZentraCloud | 31.9278 | 35.5688 | z6-19948 | A weather station in Jordan obtaining data from multiple sources | STATION | - | Vapor Pressure | Vapor Pressure | The pressure exerted by water vapor in the air. | Kilopascal | kPa | z6-19948_z6-19948_Vapor_Pressure | The datastream containing mesures of field z6-19948 by sensor z6-19948 which measures Vapor Pressure. | None
Jordan | z6-19948 | Weather station in Jordan managed with ZentraCloud | 31.9278 | 35.5688 | z6-19948 | A weather station in Jordan obtaining data from multiple sources | STATION | - | Wind Direction | Wind Direction | The compass direction from which the wind is blowing. | Degrees | º | z6-19948_z6-19948_Wind_Direction | The datastream containing mesures of field z6-19948 by sensor z6-19948 which measures Wind Direction. | None
Jordan | z6-19948 | Weather station in Jordan managed with ZentraCloud | 31.9278 | 35.5688 | z6-19948 | A weather station in Jordan obtaining data from multiple sources | STATION | - | Wind Speed | Wind Speed | The rate at which the air is moving horizontally, often measured in miles per hour or meters per second. | Meters per second | m/s | z6-19948_z6-19948_Wind_Speed | The datastream containing mesures of field z6-19948 by sensor z6-19948 which measures Wind Speed. | None
Jordan | z6-19948 | Weather station in Jordan managed with ZentraCloud | 31.9278 | 35.5688 | z6-19948 | A weather station in Jordan obtaining data from multiple sources | STATION | - | X-axis Level | X-axis Level | The position or value along the horizontal axis of a graph or coordinate system. | Degrees | º | z6-19948_z6-19948_X-axis_Level | The datastream containing mesures of field z6-19948 by sensor z6-19948 which measures X-axis Level. | None
Jordan | z6-19948 | Weather station in Jordan managed with ZentraCloud | 31.9278 | 35.5688 | z6-19948 | A weather station in Jordan obtaining data from multiple sources | STATION | - | Y-axis Level | Y-axis Level | The position or value along the vertical axis of a graph or coordinate system. | Degrees | º | z6-19948_z6-19948_Y-axis_Level | The datastream containing mesures of field z6-19948 by sensor z6-19948 which measures Y-axis Level. | None
Italy | ENAS | ENAS Data | 40.1353 | 8.9133 | 1067 | FTP ENAS DATA | FTP | - | Water Storage | Water Storage | #N/A | #N/A | #N/A | ENAS_1067_Water_Storage | The datastream containing mesures of field ENAS by sensor 1067 which measures Water Storage. | None
Italy | ENAS | ENAS Data | 40.1353 | 8.9133 | 10329 | FTP ENAS DATA | FTP | - | Water Storage | Water Storage | #N/A | #N/A | #N/A | ENAS_10329_Water_Storage | The datastream containing mesures of field ENAS by sensor 10329 which measures Water Storage. | None
Italy | ENAS | ENAS Data | 40.1353 | 8.9133 | 40000 | FTP ENAS DATA | FTP | - | Water Flow | Water Flow | The continuous movement of water in a particular direction. | Cubic meters per second | m^3/s | ENAS_40000_Water_Flow | The datastream containing mesures of field ENAS by sensor 40000 which measures Water Flow. | None
Italy | ENAS | ENAS Data | 40.1353 | 8.9133 | 50065 | FTP ENAS DATA | FTP | - | Water Flow | Water Flow | The continuous movement of water in a particular direction. | Cubic meters per second | m^3/s | ENAS_50065_Water_Flow | The datastream containing mesures of field ENAS by sensor 50065 which measures Water Flow. | None
Note on A28: Sensors from I001 to I010 already implemented but currently not positioned in the fields. Waiting for the final coordinates from UNISS -Francesco Martini From 1 to 8 correctly positioned in the field -Francesco Martini
Note on B174: Probably we will need to split the field to have only an irrigation system for each field -Francesco Martini
Note on G181: @joel.aumedes@eurecat.org @josep.pijuan@eurecat.org Is the data from Nature 4.0 already reachable from your server even though Device EUI has not been provided? -Francesco Martini EUI in this case is purely informative, the datastreams are uploaded in the platform and the sensors will start sending data soon -Joel Aumedes Serrano The EUI is relevant for the dashboard to add new sensors and link them with the right field / position -Francesco Martini
Note on I181: @joel.aumedes@eurecat.org @josep.pijuan@eurecat.org My proposal to have an equivalent EUI for each device listed here. This will be useful to connect the sensors in the dashboard without requesting information to the farm. -Francesco Martini
Note on G642: @joel.aumedes@eurecat.org @josep.pijuan@eurecat.org Is the data from VanWalt already reachable from your server even though many information has not been provided? -Francesco Martini Yes, since the missing information is informative and not required for the server to work -Joel Aumedes Serrano

## Sensor Type Details
DEVICE TYPE | GT1 | ST01 | ST02 | ST03 | ST04 | ST05 | ST06 | ST07 | ST08 | ST09 | ST10 | ST11 | ST12 | ST13 | ST14 | ST15
FUNCTION | Gateway | Sensor | Sensor | Sensor | Sensor | Sensor | Sensor | Sensor | Weather station | Sensor | Weather station | Weather station | Sensor | Sensore | Sensore | Weather station - wind module
BRAND | Rackwireless | Seeeds | Seeeds | Milesight | IQNexus | IQNexus | Maddalena | Nature4 | PrimoPrincipio | VanWalt | No-lora | No-lora | Shendga | SENSOTERRA | Shangai BOQU | PrimoPrincipio
MODEL | RAK7240 | SenseCAPS2103 | SenseCAP Soil Moisture and Temperature | LoRa_Controlle-UC511 | SenProbe - 3B-LR12 | SenPulse-PCT-3A-LR-S | Arrow split 2 | TTCyber | Quido - basic module | DataHub | Weather station - old | Weather station - new | Bulk water meter | Multi Depth Soil Moisture Sensor | Multi-parameter Analyzer | Quido - wind module
Note |  | Demo | Demo | Demo |  |  |  | Italy | Italy |  | Jordan | Jordan | Jordan | Jordan | Jordan | Italy
Message 1 | Timestamp | Air_Humidity | Soil_Moisture | battery_level | Hmd Field 1 | Count | prev_eod_read | Timestamp | battery | [6 empty] | battery
| GatewayEui | Air_Temperature | Soil_Temperature | valve1_pulse | Hmd Field 2 | Leak | prev_base_read | SapFlow | solar_radiation | [6 empty] | wind_mean
| DevAddr | CO2 | CRC | valve1_status | Hmd Field 3 | Quarte of Day | delta_read_1 | NDVI | air_temperature | [6 empty] | wind_max
| DevEui | Fport | battery_level | valve2_pulse | Hmd Field 4 | System Voltage | delta_read_2 | RadialGrowth | air_humidity | [6 empty] | wind_dir
| Frequency | MType |  | valve2_status | Hmd Field 5 | Type | delta_read_3 | AirTemperature | cumulative_precipitation
| MType | Mic |  |  | Hmd Field 6 |  | delta_read_4 | AirHumidity | leaf_wetting
| SpreadingFactor | Rssi |  |  | Sistem Voltage |  | delta_read_5 | TrunkInclination
| FPort | Snr |  |  |  |  | delta_read_6 | BatteryLevel
| FCnt |  |  |  | Type |  | delta_read_7
| CodeRate | [5 empty] | delta_read_8
| DataRate | [5 empty] | delta_read_9
| Bandwidth | [5 empty] | delta_read_10
delta_read_11
Message 2 | ST04: Ambient Tmp
Tmp Field 1
Tmp Field 2
Tmp Field 3
Tmp Field 4
Tmp Field 5
Tmp Field 6
Sistem Voltage
Time Stamp
Type
Q.ty of measurment | GT1: 12; ST01: 8; ST02: 4; ST03: 5; ST04: 18; ST05: 5; ST07: 8
Q.ty of devices
Demo | 1 | 1 | 1 | 1 | 1 | 1 | 0 | 0 | 0 | 0 | 0 | 0 | 0 | 0 | 0
ITALY | 2 | 0 | 0 | 0 | 10 | 0 | 12 | 24 | 1 | 3 | 0 | 0 | 0 | 0 | 0
JORDAN | 0 | 0 | 0 | 0 | 0 | 0 | 0 | 0 | 0 | 0 | 1 | 8 | 9 | 4 | 0
TUNISIA | 0 | 0 | 0 | 0 | 0 | 0 | 0 | 0 | 0 | 0 | 0 | 0 | 0 | 0 | 0
LEBANON | 0 | 0 | 0 | 0 | 0 | 0 | 0 | 0 | 0 | 0 | 0 | 0 | 0 | 0 | 0
Note on Q6: @alessandro.casula@abinsula.com Ho aggiunto una nuova stazione meteo come tipologia, perchè ci aspettiamo dati da due moduli diversi. Le variabili dovrebbero essere queste. Da rivedere _Assegnato a alessandro.casula@abinsula.com_ -Francesco Martini

## Property names
Property Name | Property Description | Unit Of Measurement | Unit Of Measurement Symbol | Average granularity | Pilot
Air Humidity | The amount of moisture or water vapor present in the air, often expressed as a percentage of the maximum amount the air could hold at a given temperature. | Percentage | % | Hourly | Field Name
Air Temperature | The measure of the hotness or coldness of the air. | Degrees Celsius | ºC | Daily | Field Description
Altitude | The vertical distance of a location above a reference point, typically sea level, measured in meters or feet. | Meters | m | Weekly | Field Longitude
Atmospheric Pressure | The force exerted by the weight of the air above a given point on Earth's surface, which can vary with changes in weather and altitude. | Kilopascal | kPa | Monthly | Field Latitude
Battery Level | The percentage of battery level associated to the specific sensor. | Percentage | % | None | Device ID
Battery Voltage | The electrical potential in a battery, indicating its charge level. | Millivolts | mV |  | Device Description
Chain Node | A point or device within a blockchain network that validates and records transactions, contributing to the decentralized nature of the technology. | - | - |  | Device Type
CO2 Concentration | The quantity of carbon dioxide gas present in the air, used to assess air quality and monitor environmental conditions. | Parts per million | ppm |  | Device EUI
DeltaT | The difference in time between two events, often used in various scientific contexts. | Seconds | s |  | Property Key
Dew Point | The temperature at which air becomes saturated with moisture, leading to the formation of dew or condensation. | Degrees Celsius | ºC |  | Property Name
Electric Conductivity | Measure of the ability of a solution to conduct electricity. | Microsiemens per centimeter | μS/cm |  | Property Description
Flowmeter pulses | The number of pulses read by flowmeter. Depending on flowmeter configuration it could correspond to a different number of cubic meter of water | Number of pulses | N/A |  | Unit Of Measurement
Groundwater Level | The depth at which the water table is found beneath the Earth's surface. | Meters | m |  | Unit Of Measurement Symbol
Gust Speed | The maximum sudden burst of wind speed. | Meters per second | m/s |  | Datastream Name
Horizontal dilusion | A measure of the spread of GPS satellite signals as they reach a receiver on the Earth's surface, affecting the accuracy of position calculations. | - | - |  | Datastream Description
Latitude | The angular distance of a location north or south of the equator, measured in degrees. | Degrees | º
Leaf Wetness | The presence of moisture on the surface of plant leaves, often indicating favorable conditions for disease development. | - | -
Leak warning | A warning in case of water leak detected | True / False | N/A
Lightning Activity | The occurrence of electrical discharges in the atmosphere, typically during thunderstorms. | N/A | N/A
Lightning Distance | The distance from a location to the nearest lightning strike. | Kilometers | km
Logger Temperature | The temperature measured by a data logger or recording device. | Degrees Celsius | ºC
Longitude | The angular distance of a location east or west of the prime meridian, measured in degrees. | Degrees | º
Max Precipitation Rate | The highest rate at which rain or other forms of precipitation fall in a given period. | Millimeters per hour | mm/h
Midnight | The point in time at the middle of the night, commonly defined as 12:00 AM. | - | -
NH3 / Ammonia | Concentration of ammonia. | Milligrams per liter | mg/L
NO4 / Nitrate | Concentration of nitrogen. | Milligrams per liter | mg/L
ORP | Oxidation and Reduction Potential | Millivolts | mV
pH | Measure of the acidity or alkalinity of a solution. | - | -
Precipitation | Any form of water, liquid or solid, falling from the sky, such as rain, snow, or sleet. | Millimeters | mm
Reference evapotranspiration | The measure of the amount of water evaporated from a standardized reference surface, often used in agriculture for irrigation management. | Millimeters per day | mm/day
Reference Pressure | A standard pressure value used as a basis for comparison in meteorology. | Kilopascal | kPa
RH Sensor Temp | The temperature at which a relative humidity sensor operates. | Degrees Celsius | ºC
Serial Number | A unique identifier assigned to an individual item, facilitating its tracking and differentiation from others. | - | -
Soil Moisture | The amount of moisture present in the soil, often expressed as a percentage of the maximum amount the soil could hold at a given temperature. | Percentage | %
Soil Temperature | The measure of temperature of the soil. | Degrees Celsius | ºC
Solar Panel | A device that converts sunlight into electricity by harnessing the photovoltaic effect. | - | -
Solar Radiation | Energy from the sun in the form of electromagnetic waves. | Watts per square meter | W/m²
Temperature | The measure of the hotness or coldness of something. | Degrees Celsius | ºC
Tensiometer | Device used to measure the surface tension of a liquid, typically by observing the height to which the liquid rises in a fine tube against the force of gravity. | Newtons per meter | N/m
Type | Type of the packet received from the sensor (Eg. Start, Data, Error) | String | N/A
Unknown | Unknown | - | -
Valve status | The current condition of the valve controlled (opened or closed) | ON / OFF | N/A
Vapor Pressure | The pressure exerted by water vapor in the air. | Kilopascal | kPa
VPD | The difference between the amount of moisture in the air and the maximum amount of moisture the air can hold at a given temperature. | Kilopascal | kPa
Water Flow | The continuous movement of water in a particular direction. | Cubic meters per second | m^3/s
Water flow m^3/h | The continuous movement of water in a particular direction. | Cubic meters per hour | m^3/h
Wind Direction | The compass direction from which the wind is blowing. | Degrees | º
Wind Speed | The rate at which the air is moving horizontally, often measured in miles per hour or meters per second. | Meters per second | m/s
X-axis Level | The position or value along the horizontal axis of a graph or coordinate system. | Degrees | º
Y-axis Level | The position or value along the vertical axis of a graph or coordinate system. | Degrees | º
Chlorophill | Several related green pigments found in cyanobacteria and in the chloroplasts of algae and plants. | - | -
Cumulative Rainfall | Cumulatime Rainfall. | Millimeters | mm
Timestamp | UTC epoch time when the data were collected | Seconds | s
NDVI | Normalized Difference Vegetation Index | - | -
Radial Growth | Differential measurement of trunk radial growth | Millimeters | mm
Sap Flow Velocity | Sap velocity | Centimeter per Second | cm/h
Yaw | Rotation over X axis | Degrees | °
Pitch | Rotation over Y axis | Degrees | °
Roll | Rotation over Z axis | Degrees | °
CSQ | - | - | -
Turbidity | Turbidity of water | Nephelometric Turbidity Units | NTU
Water count m^3 | Incremental counting of water passed by the flowmeter | Cubic meters | m^3
Water level cm | Water level in centimeters. | Centimeters | cm
Water level cm | Water level in centimeters. | Centimeters | cm
Note on D57: inconsistent with the value on the left -Francesco Martini

## WOT Sensor Details
DEVICE TYPE | GT1 | ST01 | ST02 | ST03 | ST04 | ST05 | ST06 | ST07 | ST08 | ST09 | ST10 | ST11 | ST12 | ST13 | ST14 | ST15 | ST16
FUNCTION | Gateway | Sensor | Sensor | Sensor | Sensor | Sensor | Sensor | Sensor | Weather station | Sensor | Weather station | Weather station | Sensor | Sensore | Sensore | Weather station | Sensor
BRAND | Rackwireless | Seeeds | Seeeds | Milesight | IQNexus | IQNexus | Maddalena | Nature4 | PrimoPrincipio | VanWalt | No-lora | No-lora | Shendga | SENSOTERRA | Shangai BOQU | PrimoPrincipio | Materontek
MODEL | RAK7240 | SenseCAPS2103 | SenseCAP Soil Moisture and Temperature | LoRa_Controlle-UC511 | SenProbe - 3B-LR12 | SenPulse-PCT-3A-LR-S | Arrow split 2 | TTCyber | Quido - basic module | DataHub | Weather station - old | Weather station - new | Bulk water meter | Multi Depth Soil Moisture Sensor | Multi-parameter Analyzer | Quido - wind module | Level transmitter - LT1090
Note |  | Demo | Demo | Demo |  |  | Italy | Italy | Italy |  | Jordan | Jordan | Jordan | Jordan | Jordan | Italy | Jordan
Device description | ST01: Compact and versatile environmental sensor module designed for monitoring temperature and humidity in various applications.; ST02: A sensor module for measuring soil moisture and temperature, ideal for agriculture and environmental monitoring.; ST03: A LoRa-enabled controller for managing and controlling IoT devices, facilitating long-range wireless communication.; ST04: An advanced sensor capable of monitoring temperature and moisture at different depths. Useful for agronomic research activities.; ST05: A sensor for counting and transmitting the pulse produced by a flowmeter; ST07: A sensor for tree's overall health monitoring that collects radial growth, sap flux density, tree stability, air temperature and humidity and NDVI
Message 1 | GT1: Timestamp; ST01: Air_Humidity; ST02: Soil_Moisture; ST03: battery_level; ST04: Hmd Field 1; ST05: Count; ST06: prev_eod_read; ST07: Timestamp; ST08: solar_radiation
|  | Air_Temperature | Soil_Temperature | valve1_pulse | Hmd Field 2 | Leak |  | SapFlow | air_temperature
|  | CO2 |  | valve1_status | Hmd Field 3 |  |  | NDVI | air_humidity
|  |  |  | valve2_pulse | Hmd Field 4 |  |  | RadialGrowth | cumulative_precipitation
|  |  |  | valve2_status | Hmd Field 5 |  |  | AirTemperature | leaf_wetting
[5 empty] | Hmd Field 6 |  |  | AirHumidity
Yaw
Pitch
Roll
BatteryLevel
Message 2 | ST04: Ambient Tmp
Tmp Field 1
Tmp Field 2
Tmp Field 3
Tmp Field 4
Tmp Field 5
Tmp Field 6
Q.ty of measurment | GT1: 1; ST01: 3; ST02: 2; ST03: 5; ST04: 13; ST05: 2; ST06: 1; ST07: 10; ST16: 1
Q.ty of devices
Demo | 1 | 1 | 1 | 1 | 1 | 1 | 0 | 0 | 0 | 0 | 0 | 0 | 0 | 0 | 0 |  | 0
ITALY | 2 | 0 | 0 | 0 | 10 | 0 | 12 | 24 | 1 | 3 | 0 | 0 | 0 | 0 | 0 |  | 0
JORDAN | 0 | 0 | 0 | 0 | 0 | 0 | 0 | 0 | 0 | 0 | 1 | 8 | 9 | 4 | 0 |  | 1
TUNISIA | 0 | 0 | 0 | 0 | 0 | 0 | 0 | 0 | 0 | 0 | 0 | 0 | 0 | 0 | 0 |  | 0
LEBANON | 0 | 0 | 0 | 0 | 0 | 0 | 0 | 0 | 0 | 0 | 0 | 0 | 0 | 0 | 0 |  | 0