## All sensors Installed
[6 empty] | 1 | 2 | 3 |  | LoRaWAN and test codes | [9 empty] | All Other connection Reference
ID | PILOT REF | Name | Lat | Lon | Device Type | FUNCTION | BRAND | MODEL |  | DEVICE EUI | APP EUI (SN for Gateway) | APP KEY | Device Address | AppSKey | NwkSKey | TB token | Communication check | Decoding check |  | EndPoint | EndPoint Type | UserName | Password | Device ID | Communication check | Decoding check | MEASUREMENTS | Notes | @dropdown
DGW01 | Demo | RAK | 40.726754 | 8.564322 | GT1 | Gateway | Rackwireless | RAK7240 | LoRaWAN and test codes | AC1F09FFFE091FBD | 9181000G6020915016 | [7 empty] | All Other connection Reference
D001 | Demo | SenseCAPS2103 | 40.726754 | 8.564322 | ST01 | Sensor | Seeeds | SenseCAPS2103 |  | 2cf7f1c043500183 | 2E3F1EFBCD63BC37 | 9FB06416DFFCCE752077C9BC030FDF50 |  |  |  | isvHssKmSlqaKqlOF2E0 | ok | ok | [8 empty] | Air temperature, Air humidity, CO2 concentration
D002 | Demo | SenseCAPS868 | 40.726754 | 8.564322 | ST02 | Sensor | Seeeds | SenseCAP Soil Moisture and Temperature |  | 2CF7F12031500017 | 8000000000000009 | DE914F209AC8A89E4BBB494EDA525441 |  |  |  | lsp4QbMlO7zaYLzZ2BA1 | ok | ok | [8 empty] | Soil moisture & Temperature
D003 | Demo | LoRa_Controller-UC511 | 40.726754 | 8.564322 | ST03 | Sensor | Milesight | LoRa_Controlle-UC511 |  | 24e124414b106165 | 24E124C0002A0001 | 5572404C696E6B4C6F52613230313823 |  |  |  | ORwcidwrRPfXNq3n6NJZ | ok | ok | [8 empty] | 2 x Valve state & Controll
D004 | Demo | SenProbe-3A | 40.726754 | 8.564322 | ST04 | Sensor | IQNexus | SenProbe - 3B-LR12 |  | AC1F09FFFE04E43F | D34B2F28A10C8DB0 | D927A47631ECF07A09A2132A66212379 |  |  |  | NXUY6jsih4vggsxt2APd | ok | ok | [8 empty] | 6X Soil moisture & Soil Temperature + Air Temperature
D005 | Demo | SenPulse-3V | 40.726754 | 8.564322 | ST05 | Sensor | IQNexus | SenPulse-PCT-3A-LR-S |  | 3738383962376102 | 0101010101010101 | 2B7E151628AED2A6ABF7158809CF4F3C |  |  |  | YHYEONmduF3tDNFyBttK | ok | ok | [8 empty] | Pulse Totaliser
PILOT - ITALY
IGW01 | ITALY | RAK-UNISS-1 |  |  | GT1 | Gateway | Rackwireless | RAK7240 |  | AC1F09FFFE0BB7A7 | 918100QN6030313014
IGW02 | ITALY | RAK-UNISS-2 |  |  | GT1 | Gateway | Rackwireless | RAK7240 |  | AC1F09FFFE0BB7A9 | 918100QN6030313015
I001 | ITALY |  |  |  | ST04 | Sensor | IQNexus | SenProbe - 3B-LR12 |  | AC1F09FFFE04E48A | 0101010101010101 | 2B7E151628AED2A6ABF7158809CF4F3C |  |  |  |  | ok | [9 empty] | 6X Soil moisture & Soil Temperature + Air Temperature
I002 | ITALY |  |  |  | ST04 | Sensor | IQNexus | SenProbe - 3B-LR12 |  | AC1F09FFFE04E487 | 0101010101010101 | 2B7E151628AED2A6ABF7158809CF4F3C |  |  |  |  | ok | [9 empty] | 6X Soil moisture & Soil Temperature + Air Temperature
I003 | ITALY |  |  |  | ST04 | Sensor | IQNexus | SenProbe - 3B-LR12 |  | AC1F09FFFE04E4C1 | 0101010101010101 | 2B7E151628AED2A6ABF7158809CF4F3C |  |  |  |  | ok | [9 empty] | 6X Soil moisture & Soil Temperature + Air Temperature
I004 | ITALY |  |  |  | ST04 | Sensor | IQNexus | SenProbe - 3B-LR12 |  | AC1F09FFFE04E4B1 | 0101010101010101 | 2B7E151628AED2A6ABF7158809CF4F3C |  |  |  |  | ok | [9 empty] | 6X Soil moisture & Soil Temperature + Air Temperature
I005 | ITALY |  |  |  | ST04 | Sensor | IQNexus | SenProbe - 3B-LR12 |  | AC1F09FFFE04DB8D | 0101010101010101 | 2B7E151628AED2A6ABF7158809CF4F3C |  |  |  |  | ok | [9 empty] | 6X Soil moisture & Soil Temperature + Air Temperature
I006 | ITALY |  |  |  | ST04 | Sensor | IQNexus | SenProbe - 3B-LR12 |  | AC1F09FFFE04E488 | 0101010101010101 | 2B7E151628AED2A6ABF7158809CF4F3C |  |  |  |  | ok | [9 empty] | 6X Soil moisture & Soil Temperature + Air Temperature
I007 | ITALY |  |  |  | ST04 | Sensor | IQNexus | SenProbe - 3B-LR12 |  | AC1F09FFFE04E284 | 0101010101010101 | 2B7E151628AED2A6ABF7158809CF4F3C |  |  |  |  | ok | [9 empty] | 6X Soil moisture & Soil Temperature + Air Temperature
I008 | ITALY |  |  |  | ST04 | Sensor | IQNexus | SenProbe - 3B-LR12 |  | AC1F09FFFE04E2CB | 0101010101010101 | 2B7E151628AED2A6ABF7158809CF4F3C |  |  |  |  | ok | [9 empty] | 6X Soil moisture & Soil Temperature + Air Temperature
I009 | ITALY |  |  |  | ST04 | Sensor | IQNexus | SenProbe - 3B-LR12 |  | AC1F09FFFE04E240 | 0101010101010101 | 2B7E151628AED2A6ABF7158809CF4F3C | [14 empty] | 6X Soil moisture & Soil Temperature + Air Temperature
I010 | ITALY |  |  |  | ST04 | Sensor | IQNexus | SenProbe - 3B-LR12 |  | AC1F09FFFE04E312 | 0101010101010101 | 2B7E151628AED2A6ABF7158809CF4F3C | [14 empty] | 6X Soil moisture & Soil Temperature + Air Temperature
I011 | ITALY |  |  |  | ST06 | Sensor | Maddalena | Arrow split 2 |  | 78D800B023960378 | 0101010101010101 | DAE982C90EE7BDA3CB86210F349A4D8C |  |  |  |  | ok | ok | [8 empty] | Water flow
I012 | ITALY |  |  |  | ST06 | Sensor | Maddalena | Arrow split 2 |  | 78D800B023960379 | 0101010101010101 | AF08096331115DE4E72269A3FF27C6FE | [5 empty] | ok | [8 empty] | Water flow
I013 | ITALY |  |  |  | ST06 | Sensor | Maddalena | Arrow split 2 |  | 78D800B023960380 | 0101010101010101 | 31EA10B723E4BB3C4C54E29863CA219F | [5 empty] | ok | [8 empty] | Water flow
I014 | ITALY |  |  |  | ST06 | Sensor | Maddalena | Arrow split 2 |  | 78D800B023960381 | 0101010101010101 | 722D42E0C4946986E1B0386AE648AC5E | [5 empty] | ok | [8 empty] | Water flow
I015 | ITALY |  |  |  | ST06 | Sensor | Maddalena | Arrow split 2 |  | 78D800B023960382 | 0101010101010101 | 294F8ED6861B691D3CD623E0FB9B79C5 | [5 empty] | ok | [8 empty] | Water flow
I016 | ITALY |  |  |  | ST06 | Sensor | Maddalena | Arrow split 2 |  | 78D800B023960383 | 0101010101010101 | 5F7A39E4C8EB51602ACA7BB0EAF6B293 | [5 empty] | ok | [8 empty] | Water flow
I017 | ITALY |  |  |  | ST06 | Sensor | Maddalena | Arrow split 2 |  | 78D800B023960384 | 0101010101010101 | E0DF3488DCA1A263DF84795017910EDD | [5 empty] | ok | [8 empty] | Water flow
I018 | ITALY |  |  |  | ST06 | Sensor | Maddalena | Arrow split 2 |  | 78D800B023960385 | 0101010101010101 | 441F38EFADDE87AFE973207044BAC61E | [5 empty] | ok | [8 empty] | Water flow
I019 | ITALY |  |  |  | ST06 | Sensor | Maddalena | Arrow split 2 |  | 78D800B023960386 | 0101010101010101 | C38B6B249BF2E1F8C70A7EFAFEBD5239 | [5 empty] | ok | [8 empty] | Water flow
I020 | ITALY |  |  |  | ST06 | Sensor | Maddalena | Arrow split 2 |  | 78D800B023960387 | 0101010101010101 | 4A632FED0C3064F1843D734B56A26961 | [5 empty] | ok | [8 empty] | Water flow
I021 | ITALY |  |  |  | ST06 | Sensor | Maddalena | Arrow split 2 |  | 78D800B023960388 | 0101010101010101 | FB973BE21492C41095240D3C30287FED | [5 empty] | ok | [8 empty] | Water flow
I022 | ITALY |  |  |  | ST06 | Sensor | Maddalena | Arrow split 2 |  | 78D800B023960389 | 0101010101010101 | 4BFDB80781FB179661DA7FE5B6E43426 | [5 empty] | ok | [8 empty] | Water flow
I023 | ITALY |  | 39°56'37.5"N | 8°41'58.2"E | ST07 | Sensor | Nature4 | SapFlow | [18 empty] | Radial growth, Sap flux density, Stem Water, Tree stability, Air and relative humitity, Soil Moisture
I024 | ITALY |  |  |  | ST08 | Weather station | PrimoPrincipio | Quido |  | 3632313973396417 |  |  | 00CC3212 | 2B7E151628AED2A6ABF7158809CF4F3C | 2B7E151628AED2A6ABF7158809CF4F3C |  | ok | ok | [8 empty] | Air Temperature, Air Humidity, Wind strength, Wind direction
I025 | ITALY |  |  |  | ST08 |  |  |  |  | 3932303169307818 |  |  | 012e8f33 | 2B7E151628AED2A6ABF7158809CF4F3C | 2B7E151628AED2A6ABF7158809CF4F3C
I026 | ITALY | Piezometric well number 10 | 39°44'46.4"N | 8°32'53.0"E | ST09 | Sensor | VanWalt | DataHub | [18 empty] | turbidity, temperature, conductivity, pH, ORP, Nitrate | AquaTROLL 500 & HydroMetrics GW50 Groundwater Optical Nitrate Sensor
I027 | ITALY | Piezometric well number 8 | 39°45'26.6"N | 8°34'11.2"E | ST09 | Sensor | VanWalt | DataHub | [18 empty] | turbidity, temperature, conductivity, pH, ORP, Nitrate | AquaTROLL 500 & HydroMetrics GW50 Groundwater Optical Nitrate Sensor
I028 | ITALY | Piezometric well number 174 | 39°50'53.2"N | 8°36'29.7"E | ST09 | Sensor | VanWalt | DataHub | [18 empty] | turbidity, temperature, conductivity, pH, ORP, Nitrate | AquaTROLL 500 & HydroMetrics GW50 Groundwater Optical Nitrate Sensor
PILOT - JORDAN
Area: Khalel Al-edwan
JGW01 | Jordan | RAK-EUI:AC1F09FFFE0CF302 | 31.840202° | 35.638401° | GT3 | Gateway | RAKWireless | 7289V2 WisGate Edge Pro |  | AC1F09FFFE0CF302 | 9181100QN60300606047
J001 | Jordan | WM-SN:2306120026 | 31.840202° | 35.638401° | ST11 | Sensor | Shendga | Bulk water meter |  | 8254812306000026 | 4841434D4C570001 | 4841432D4D4C57202003180000025481 | [14 empty] | Water flow
J002 | Jordan | SM-SN:008000000403FCBF | 31.840202° | 35.638401° | ST12 | Sensor | SENSOTERRA | Multi Depth Soil Moisture Se |  | 008000000403FCBF | 70B3D5DC90000000 | 87028624AEE3F95EFD186234A575A9B7 | [14 empty] | 6 x depths: Soil Moisture, Soil Temperature
J003 | Jordan | NODE-SN:114992872232300176 | 31.840202° | 35.638401° | ST13 | Sensor | SenseCap | Multi-parameter Analyzer |  | 2CF7F1C0523000E2 | 4E6AF369B0999C6B | 1BF452CDE960F4867EF182FD9C057111 | [14 empty] | pH, EC, NH3, NO4,Temperature, level of ground water | SKU:114992872
Area: Mahmoud Al-rajbi
JGW02 | Jordan | RAK-EUI:AC1F09FFFE0CF2F6 | 32.240135° | 35.613777° | GT3 | Gateway | RAKWireless | 7289V2 WisGate Edge Pro |  | AC1F09FFFE0CF2F6 | 9181100QN60300606041
J004 | Jordan | WM-SN:008000000403FC9C | 32.240135° | 35.613777° | ST11 | Sensor | Shendga | Bulk water meter |  | 8254812306000030 | 4841434D4C570001 | 4841432D4D4C57202003180000025481 | [14 empty] | Water flow
J005 | Jordan | SM-SN:2306120030 | 32.240135° | 35.613777° | ST12 | Sensor | SENSOTERRA | Multi Depth Soil Moisture Se |  | 008000000403FCAB | 70B3D5DC90000000 | 98FFD3DD40E6549F45398C156C50A66C | [14 empty] | 6 x depths: Soil Moisture, Soil Temperature
J006 | Jordan | WM-SN:2306120023 | 32.231155° | 35.598148° | ST11 | Sensor | Shendga | Bulk water meter |  | 8254812306000023 | 4841434D4C570001 | 4841432D4D4C57202003180000025481 | [14 empty] | Water flow
J007 | Jordan | SM-SN:008000000403FCAB | 32.231155° | 35.598148° | ST12 | Sensor | SENSOTERRA | Multi Depth Soil Moisture Se |  | 008000000403FCA5 | 70B3D5DC90000000 | 7ABAF12DF82BFED5BFC13923C751538A | [14 empty] | 6 x depths: Soil Moisture, Soil Temperature
J008 | Jordan | WM-SN:2306120028 | 32.237335° | 35.595997° | ST11 | Sensor | Shendga | Bulk water meter |  | 8254812306000028 | 4841434D4C570001 | 4841432D4D4C57202003180000025481 | [14 empty] | Water flow
J009 | Jordan | SM-SN:008000000403FCA5 | 32.237335° | 35.595997° | ST12 | Sensor | SENSOTERRA | Multi Depth Soil Moisture Se |  | 008000000403FCC7 | 70B3D5DC90000000 | C876E1B950FD06B4870BFA650EA76C4D | [14 empty] | 6 x depths: Soil Moisture, Soil Temperature
Area: NARC
JGW03 | Jordan | RAK-EUI:AC1F09FFFE0CFCE | 32.194249° | 35.621113° | GT3 | Gateway | RAKWireless | 7289V2 WisGate Edge Pro |  | AC1F09FFFE0CF2CE | 9181100QN60300606021
J010 | Jordan | WM-SN:2306120027 | 32.194249° | 35.621113° | ST11 | Sensor | Shendga | Bulk water meter |  | 8254812306000027 | 4841434D4C570001 | 4841432D4D4C57202003180000025481 | [14 empty] | Water flow
J011 | Jordan | SM-SN:008000000403FCC7 | 32.194249° | 35.621113° | ST12 | Sensor | SENSOTERRA | Multi Depth Soil Moisture Se |  | 008000000403FCC4 | 70B3D5DC90000000 | 2DE9359F593AAE1D6C2BCB85DF47E1FB | [14 empty] | 6 x depths: Soil Moisture, Soil Temperature
J012 | Jordan | WM-SN:2306120029 | 32.174145° | 35.613014° | ST11 | Sensor | Shendga | Bulk water meter |  | 8254812306000029 | 4841434D4C570001 | 4841432D4D4C57202003180000025481 | [14 empty] | Water flow
J013 | Jordan | SM-SN:008000000403FCC4 | 32.174145° | 35.613014° | ST12 | Sensor | SENSOTERRA | Multi Depth Soil Moisture Se |  | 008000000403FCEE | 70B3D5DC90000000 | 5996F09DD3B7FD51D6C8167CC8F8B083 | [14 empty] | 6 x depths: Soil Moisture, Soil Temperature
Area: Faisal Neimat
JGW04 | Jordan | RAK-EUI:AC1F09FFFE0CF2EC | 32.180439° | 35.629711° | GT3 | Gateway | RAKWireless | 7289V2 WisGate Edge Pro |  | AC1F09FFFE0CF30A | 918100QN6030606051 | [16 empty] | this gateway maybe eliminated and this farm will be connected to NARC
J014 | Jordan | WM-SN:2306120024 | 32.180439° | 35.629711° | ST11 | Sensor | Shendga | Bulk water meter |  | 8254812306000024 | 4841434D4C570001 | 4841432D4D4C57202003180000025481 | [14 empty] | Water flow
J015 | Jordan | SM-SN:008000000403FCEE | 32.180439° | 35.629711° | ST12 | Sensor | SENSOTERRA | Multi Depth Soil Moisture Se |  | 008000000403FC9C | 70B3D5DC90000000 | 914735D8A1111FD661DB9F328ECC31C2 | [14 empty] | 6 x depths: Soil Moisture, Soil Temperature
Area: Telal Al Thahab
JGW05 | Jordan | RAK-EUI:AC1F09FFFE0CF2EC | 32.188872° | 35.685885° | GT3 | Gateway | RAKWireless | 7289V2 WisGate Edge Pro |  | AC1F09FFFE0CF2EC | 9181100QN60300606036
J016 | Jordan | NODE-SN:114992872232300104 | 32.188872° | 35.685885° | ST13 | Sensor | SenseCap | Multi-parameter Analyzer |  | 2CF7F1C05230012F | CBB61DF2EFD97736 | 7B005F0C5D9934B0783B716794E22609 | [14 empty] | pH, EC, NH4, NO3,Temperature, level of ground water | SKU:114992872
| Jordan | ??? |  |  | ST10 | Weather station | No-lora | Weather station - old
PILOT - LEBANON
L001 | Lebanon | Agrometeorology station |  |  |  | Sensor | Pessel | Fieldclimate - Legacy
L002 | Lebanon | Agrometeorology station |  |  |  | Sensor | Pessel | Fieldclimate - Legacy
L003 | Lebanon | Agrometeorology station |  |  |  | Sensor | Pessel | Fieldclimate - Legacy
L004 | Lebanon | SQ-R non-contact flowmeter LORA Modem MODBUS Interface |  |  |  | Sensor | Sommer | [19 empty] | Water speed
L005 | Lebanon | Aquatroll 200 Level Sensor and datalogger |  |  |  | Sensor | Aquatroll | Aquatroll 200 | [18 empty] | Temperature, level, conductivity
L006 | Lebanon | Aquatroll 500 Multiparameter (Not-vented) |  |  |  | Sensor | Aquatroll | Multiparameter 500 | [18 empty] | Temperature, conductivity, pH, ORP, Nitrate, Chlorophyll
L007 | Lebanon | Soil Moisture Sensor |  |  |  | Sensor | Enviroprosoilprobes | EP100G-16 | [18 empty] | 16 x depths: Soil Moisture, Soil Temperature, Soil Salinity
L008 | Lebanon | Soil Moisture Sensor |  |  |  | Sensor | Enviroprosoilprobes | EP100G-16 | [18 empty] | 16 x depths: Soil Moisture, Soil Temperature, Soil Salinity
L009 | Lebanon | Soil Moisture Sensor |  |  |  | Sensor | Enviroprosoilprobes | EP100G-16 | [18 empty] | 16 x depths: Soil Moisture, Soil Temperature, Soil Salinity
L010 | Lebanon | Soil Moisture Sensor |  |  |  | Sensor | Enviroprosoilprobes | EP100G-16 | [18 empty] | 16 x depths: Soil Moisture, Soil Temperature, Soil Salinity
L011 | Lebanon | Soil Moisture Sensor |  |  |  | Sensor | Enviroprosoilprobes | EP100G-16 | [18 empty] | 16 x depths: Soil Moisture, Soil Temperature, Soil Salinity
L012 | Lebanon | Soil Moisture Sensor |  |  |  | Sensor | Enviroprosoilprobes | EP100G-16 | [18 empty] | 16 x depths: Soil Moisture, Soil Temperature, Soil Salinity
L013 | Lebanon | Soil Moisture Sensor |  |  |  | Sensor | Enviroprosoilprobes | EP100G-16 | [18 empty] | 16 x depths: Soil Moisture, Soil Temperature, Soil Salinity
L014 | Lebanon | Soil Moisture Sensor |  |  |  | Sensor | Enviroprosoilprobes | EP100G-16 | [18 empty] | 16 x depths: Soil Moisture, Soil Temperature, Soil Salinity
L015 | Lebanon | Soil Moisture Sensor |  |  |  | Sensor | Enviroprosoilprobes | EP100G-16 | [18 empty] | 16 x depths: Soil Moisture, Soil Temperature, Soil Salinity
PILOT - TUNISIA
Area: Farmer 1 - Noureddine Rojbani
TGW01 | Tunisia | Base unit (3G-GSM-GPRS) | 33.310748 | 10.350577 |  | 3G gateway | DELTAOHM | HD35APGMT | [19 empty] | Farmer 1 Noureddine Rojbani
TGW012 | Tunisia | GSM remote control box | 33.310748 | 10.350577 |  | Solenoid valve controlling | Blue Whale | SMARTCAN_COMMAND | [19 empty] | Farmer 1 Noureddine Rojbani
TDL01 | Tunisia | Wireless data logger for Anemometer | 33.310748 | 10.350577 |  | Datalogging | DELTAOHM | HD35ED[L]W-MB | [19 empty] | Farmer 1 Noureddine Rojbani
TDL02 | Tunisia | Wireless data logger for Rain gauge | 33.310748 | 10.350577 |  | Datalogging | DELTAOHM | HD35EDWPTC | [19 empty] | Farmer 1 Noureddine Rojbani
TDL03 | Tunisia | Wireless data logger for Soil moisture | 33.310748 | 10.350577 |  | Datalogging | DELTAOHM | HD35EDWN/3TC | [19 empty] | Farmer 1 Noureddine Rojbani
TDL04 | Tunisia | Wireless data logger for Soil moisture | 33.310748 | 10.350577 |  | Datalogging | DELTAOHM | HD35EDWN/3TC | [19 empty] | Farmer 1 Noureddine Rojbani
TDL011 | Tunisia | Wireless data logger for Impulse water meter | 33.310748 | 10.350577 |  | Datalogging | DELTAOHM | HD35EDWH | [19 empty] | Farmer 1 Noureddine Rojbani
TDL012 | Tunisia | Wireless data logger for Impulse water meter | 33.310748 | 10.350577 |  | Datalogging | DELTAOHM | HD35EDWH | [19 empty] | Farmer 1 Noureddine Rojbani
TS01 | Tunisia | Two Axes Ultrasonic Anemometer | 33.310748 | 10.350577 |  | Sensor | DELTAOHM | HD 52.3DP147 | [18 empty] | Wind speed and direction, solar radiation, temperature, relative humidity, barometric pressure, Evapotranspiration | Farmer 1 Noureddine Rojbani
TS02 | Tunisia | Rain gauge with tipping bucket 200 cm2 | 33.310748 | 10.350577 |  | Sensor | DELTAOHM | HD2015 | [18 empty] | Cumulative Rainfall, Rain Intensity | Farmer 1 Noureddine Rojbani
TS03 | Tunisia | Probes (two electrodes) | 33.310748 | 10.350577 |  | Sensor | DELTAOHM | HD3910 | [18 empty] | Soil Volumetric water content, Soil Temperature | Farmer 1 Noureddine Rojbani
TS04 | Tunisia | Probes (two electrodes) | 33.310748 | 10.350577 |  | Sensor | DELTAOHM | HD3910 | [18 empty] | Soil Volumetric water content, Soil Temperature | Farmer 1 Noureddine Rojbani
TS05 | Tunisia | Probes (two electrodes) | 33.310748 | 10.350577 |  | Sensor | DELTAOHM | HD3910 | [18 empty] | Soil Volumetric water content, Soil Temperature | Farmer 1 Noureddine Rojbani
TS06 | Tunisia | Probes (two electrodes) | 33.310748 | 10.350577 |  | Sensor | DELTAOHM | HD3910 | [18 empty] | Soil Volumetric water content, Soil Temperature | Farmer 1 Noureddine Rojbani
TS07 | Tunisia | Probes (two electrodes) | 33.310748 | 10.350577 |  | Sensor | DELTAOHM | HD3910 | [18 empty] | Soil Volumetric water content, Soil Temperature | Farmer 1 Noureddine Rojbani
TS08 | Tunisia | Probes (two electrodes) | 33.310748 | 10.350577 |  | Sensor | DELTAOHM | HD3910 | [18 empty] | Soil Volumetric water content, Soil Temperature | Farmer 1 Noureddine Rojbani
TS027 | Tunisia | Impulse water meter {DN 63} | 33.310748 | 10.350577 |  | Sensor | ZENNER | Woltman WPD | [18 empty] | Water Flow | Farmer 1 Noureddine Rojbani
TS032 | Tunisia | Impulse water meter {DN 75} | 33.310748 | 10.350577 |  | Sensor | ZENNER | Woltman WPD | [18 empty] | Water Flow | Farmer 1 Noureddine Rojbani
TS041 | Tunisia | Motorized valve {DN 63} | 33.310748 | 10.350577 |  | Open / close the valve | VALPES | JR66.712.101 | [19 empty] | Farmer 1 Noureddine Rojbani
Area: Farmer 2 - Jomaa Dhibi
TGW02 | Tunisia | Base unit (3G-GSM-GPRS) | 33.322935 | 10.389754 |  | 3G gateway | DELTAOHM | HD35APGMT | [19 empty] | Farmer 2 Jomaa Dhibi
TGW013 | Tunisia | GSM remote control box | 33.322935 | 10.389754 |  | Solenoid valve controlling | Blue Whale | SMARTCAN_COMMAND | [19 empty] | Farmer 2 Jomaa Dhibi
TDL05 | Tunisia | Wireless data logger for Soil moisture | 33.322935 | 10.389754 |  | Datalogging | DELTAOHM | HD35EDWN/3TC | [19 empty] | Farmer 2 Jomaa Dhibi
TDL06 | Tunisia | Wireless data logger for Soil moisture | 33.322935 | 10.389754 |  | Datalogging | DELTAOHM | HD35EDWN/3TC | [19 empty] | Farmer 2 Jomaa Dhibi
TDL013 | Tunisia | Wireless data logger for Impulse water meter | 33.322935 | 10.389754 |  | Datalogging | DELTAOHM | HD35EDWH | [19 empty] | Farmer 2 Jomaa Dhibi
TDL014 | Tunisia | Wireless data logger for Impulse water meter | 33.322935 | 10.389754 |  | Datalogging | DELTAOHM | HD35EDWH | [19 empty] | Farmer 2 Jomaa Dhibi
TS09 | Tunisia | Probes (two electrodes) | 33.322935 | 10.389754 |  | Sensor | DELTAOHM | HD3910 | [18 empty] | Soil Volumetric water content, Soil Temperature | Farmer 2 Jomaa Dhibi
TS010 | Tunisia | Probes (two electrodes) | 33.322935 | 10.389754 |  | Sensor | DELTAOHM | HD3910 | [18 empty] | Soil Volumetric water content, Soil Temperature | Farmer 2 Jomaa Dhibi
TS011 | Tunisia | Probes (two electrodes) | 33.322935 | 10.389754 |  | Sensor | DELTAOHM | HD3910 | [18 empty] | Soil Volumetric water content, Soil Temperature | Farmer 2 Jomaa Dhibi
TS012 | Tunisia | Probes (two electrodes) | 33.322935 | 10.389754 |  | Sensor | DELTAOHM | HD3910 | [18 empty] | Soil Volumetric water content, Soil Temperature | Farmer 2 Jomaa Dhibi
TS013 | Tunisia | Probes (two electrodes) | 33.322935 | 10.389754 |  | Sensor | DELTAOHM | HD3910 | [18 empty] | Soil Volumetric water content, Soil Temperature | Farmer 2 Jomaa Dhibi
TS014 | Tunisia | Probes (two electrodes) | 33.322935 | 10.389754 |  | Sensor | DELTAOHM | HD3910 | [18 empty] | Soil Volumetric water content, Soil Temperature | Farmer 2 Jomaa Dhibi
TS028 | Tunisia | Impulse water meter {DN 63} | 33.322935 | 10.389754 |  | Sensor | ZENNER | Woltman WPD | [18 empty] | Water Flow | Farmer 2 Jomaa Dhibi
TS033 | Tunisia | Impulse water meter {DN 75} | 33.322935 | 10.389754 |  | Sensor | ZENNER | Woltman WPD | [18 empty] | Water Flow | Farmer 2 Jomaa Dhibi
TS042 | Tunisia | Motorized valve {DN 63} | 33.322935 | 10.389754 |  | Open / close the valve | VALPES | JR66.712.101 | [19 empty] | Farmer 2 Jomaa Dhibi
Area: Farmer 3 - Lamine Moussa
TGW03 | Tunisia | Base unit (3G-GSM-GPRS) | 33.309655 | 10.336111 |  | 3G gateway | DELTAOHM | HD35APGMT | [19 empty] | Farmer 3 Lamine Moussa
TGW014 | Tunisia | GSM remote control box | 33.309655 | 10.336111 |  | Solenoid valve controlling | Blue Whale | SMARTCAN_COMMAND | [19 empty] | Farmer 3 Lamine Moussa
TDL07 | Tunisia | Wireless data logger for Soil moisture | 33.309655 | 10.336111 |  | Datalogging | DELTAOHM | HD35EDWN/3TC | [19 empty] | Farmer 3 Lamine Moussa
TDL08 | Tunisia | Wireless data logger for Soil moisture | 33.309655 | 10.336111 |  | Datalogging | DELTAOHM | HD35EDWN/3TC | [19 empty] | Farmer 3 Lamine Moussa
TDL015 | Tunisia | Wireless data logger for Impulse water meter | 33.309655 | 10.336111 |  | Datalogging | DELTAOHM | HD35EDWH | [19 empty] | Farmer 3 Lamine Moussa
TDL016 | Tunisia | Wireless data logger for Impulse water meter | 33.309655 | 10.336111 |  | Datalogging | DELTAOHM | HD35EDWH | [19 empty] | Farmer 3 Lamine Moussa
TS015 | Tunisia | Probes (two electrodes) | 33.309655 | 10.336111 |  | Sensor | DELTAOHM | HD3910 | [18 empty] | Soil Volumetric water content, Soil Temperature | Farmer 3 Lamine Moussa
TS016 | Tunisia | Probes (two electrodes) | 33.309655 | 10.336111 |  | Sensor | DELTAOHM | HD3910 | [18 empty] | Soil Volumetric water content, Soil Temperature | Farmer 3 Lamine Moussa
TS017 | Tunisia | Probes (two electrodes) | 33.309655 | 10.336111 |  | Sensor | DELTAOHM | HD3910 | [18 empty] | Soil Volumetric water content, Soil Temperature | Farmer 3 Lamine Moussa
TS018 | Tunisia | Probes (two electrodes) | 33.309655 | 10.336111 |  | Sensor | DELTAOHM | HD3910 | [18 empty] | Soil Volumetric water content, Soil Temperature | Farmer 3 Lamine Moussa
TS019 | Tunisia | Probes (two electrodes) | 33.309655 | 10.336111 |  | Sensor | DELTAOHM | HD3910 | [18 empty] | Soil Volumetric water content, Soil Temperature | Farmer 3 Lamine Moussa
TS020 | Tunisia | Probes (two electrodes) | 33.309655 | 10.336111 |  | Sensor | DELTAOHM | HD3910 | [18 empty] | Soil Volumetric water content, Soil Temperature | Farmer 3 Lamine Moussa
TS029 | Tunisia | Impulse water meter {DN 63} | 33.309655 | 10.336111 |  | Sensor | ZENNER | Woltman WPD | [18 empty] | Water Flow | Farmer 3 Lamine Moussa
TS034 | Tunisia | Impulse water meter {DN 75} | 33.309655 | 10.336111 |  | Sensor | ZENNER | Woltman WPD | [18 empty] | Water Flow | Farmer 3 Lamine Moussa
TS043 | Tunisia | Motorized valve {DN 63} | 33.309655 | 10.336111 |  | Open / close the valve | VALPES | JR66.712.101 | [19 empty] | Farmer 3 Lamine Moussa
Area: Farmer 4 - Mabrouka Company
TGW04 | Tunisia | Base unit (3G-GSM-GPRS) | 33.341304 | 10.325000 |  | 3G gateway | DELTAOHM | HD35APGMT | [19 empty] | Farmer 4 Mabrouka Company
TGW015 | Tunisia | GSM remote control box | 33.341304 | 10.325000 |  | Solenoid valve controlling | Blue Whale | SMARTCAN_COMMAND | [19 empty] | Farmer 4 Mabrouka Company
TDL09 | Tunisia | Wireless data logger for Soil moisture | 33.341304 | 10.325000 |  | Datalogging | DELTAOHM | HD35EDWN/3TC | [19 empty] | Farmer 4 Mabrouka Company
TDL010 | Tunisia | Wireless data logger for Soil moisture | 33.341304 | 10.325000 |  | Datalogging | DELTAOHM | HD35EDWN/3TC | [19 empty] | Farmer 4 Mabrouka Company
TDL017 | Tunisia | Wireless data logger for Impulse water meter | 33.341304 | 10.325000 |  | Datalogging | DELTAOHM | HD35EDWH | [19 empty] | Farmer 4 Mabrouka Company
TDL018 | Tunisia | Wireless data logger for Impulse water meter | 33.341304 | 10.325000 |  | Datalogging | DELTAOHM | HD35EDWH | [19 empty] | Farmer 4 Mabrouka Company
TS021 | Tunisia | Probes (two electrodes) | 33.341304 | 10.325000 |  | Sensor | DELTAOHM | HD3910 | [18 empty] | Soil Volumetric water content, Soil Temperature | Farmer 4 Mabrouka Company
TS022 | Tunisia | Probes (two electrodes) | 33.341304 | 10.325000 |  | Sensor | DELTAOHM | HD3910 | [18 empty] | Soil Volumetric water content, Soil Temperature | Farmer 4 Mabrouka Company
TS023 | Tunisia | Probes (two electrodes) | 33.341304 | 10.325000 |  | Sensor | DELTAOHM | HD3910 | [18 empty] | Soil Volumetric water content, Soil Temperature | Farmer 4 Mabrouka Company
TS024 | Tunisia | Probes (two electrodes) | 33.341304 | 10.325000 |  | Sensor | DELTAOHM | HD3910 | [18 empty] | Soil Volumetric water content, Soil Temperature | Farmer 4 Mabrouka Company
TS025 | Tunisia | Probes (two electrodes) | 33.341304 | 10.325000 |  | Sensor | DELTAOHM | HD3910 | [18 empty] | Soil Volumetric water content, Soil Temperature | Farmer 4 Mabrouka Company
TS026 | Tunisia | Probes (two electrodes) | 33.341304 | 10.325000 |  | Sensor | DELTAOHM | HD3910 | [18 empty] | Soil Volumetric water content, Soil Temperature | Farmer 4 Mabrouka Company
TS030 | Tunisia | Impulse water meter {DN 63} | 33.341304 | 10.325000 |  | Sensor | ZENNER | Woltman WPD | [18 empty] | Water Flow | Farmer 4 Mabrouka Company
TS035 | Tunisia | Impulse water meter {DN 75} | 33.341304 | 10.325000 |  | Sensor | ZENNER | Woltman WPD | [18 empty] | Water Flow | Farmer 4 Mabrouka Company
TS045 | Tunisia | Motorized valve {DN 63} | 33.341304 | 10.325000 |  | Open / close the valve | VALPES | JR66.712.101 | [19 empty] | Farmer 4 Mabrouka Company
Area: Well drilling 1 - SONEDE
TGW05 | Tunisia | Base unit (3G-GSM-GPRS) | 33.340523 | 10.357336 |  | 3G gateway | DELTAOHM | HD35APGMT | [19 empty] | Well drilling SONEDE 1
TDL019 | Tunisia | Wireless data logger for Impulse water meter | 33.340523 | 10.357336 |  | Datalogging | DELTAOHM | HD35EDWH | [19 empty] | Well drilling SONEDE 1
TS037 | Tunisia | Impulse water meter {DN 100} | 33.340523 | 10.357336 |  | Sensor | ZENNER | Woltman WPD | [18 empty] | Water Flow | Well drilling SONEDE 1
Area: Well drilling 2 - SONEDE
TGW06 | Tunisia | Base unit (3G-GSM-GPRS) | 33.321849 | 10.384967 |  | 3G gateway | DELTAOHM | HD35APGMT | [19 empty] | Well drilling SONEDE 2
TDL020 | Tunisia | Wireless data logger for Impulse water meter | 33.321849 | 10.384967 |  | Datalogging | DELTAOHM | HD35EDWH | [19 empty] | Well drilling SONEDE 2
TS038 | Tunisia | Impulse water meter {DN 100} | 33.321849 | 10.384967 |  | Sensor | ZENNER | Woltman WPD | [18 empty] | Water Flow | Well drilling SONEDE 2
Area: Well drilling 3 - SONEDE
TGW07 | Tunisia | Base unit (3G-GSM-GPRS) | 33.283907 | 10.427504 |  | 3G gateway | DELTAOHM | HD35APGMT | [19 empty] | Well drilling SONEDE 3
TDL021 | Tunisia | Wireless data logger for Impulse water meter | 33.283907 | 10.427504 |  | Datalogging | DELTAOHM | HD35EDWH | [19 empty] | Well drilling SONEDE 3
TS039 | Tunisia | Impulse water meter {DN 100} | 33.283907 | 10.427504 |  | Sensor | ZENNER | Woltman WPD | [18 empty] | Water Flow | Well drilling SONEDE 3
Area: Well drilling 4 - SONEDE
TGW08 | Tunisia | Base unit (3G-GSM-GPRS) | 33.306839 | 10.371282 |  | 3G gateway | DELTAOHM | HD35APGMT | [19 empty] | Well drilling SONEDE 4
TDL022 | Tunisia | Wireless data logger for Impulse water meter | 33.306839 | 10.371282 |  | Datalogging | DELTAOHM | HD35EDWH | [19 empty] | Well drilling SONEDE 4
TS040 | Tunisia | Impulse water meter {DN 200} | 33.306839 | 10.371282 |  | Sensor | ZENNER | Woltman WPD | [18 empty] | Water Flow | Well drilling SONEDE 4
Area: Well drilling 5 - SONEDE
TGW09 | Tunisia | Base unit (3G-GSM-GPRS) | 33.406333 | 10.433408 |  | 3G gateway | DELTAOHM | HD35APGMT | [19 empty] | Well drilling SONEDE 5
TDL023 | Tunisia | Wireless data logger for Impulse water meter | 33.406333 | 10.433408 |  | Datalogging | DELTAOHM | HD35EDWH | [19 empty] | Well drilling SONEDE 5
TS031 | Tunisia | Impulse water meter {DN 63} | 33.406333 | 10.433408 |  | Sensor | ZENNER | Woltman WPD | [18 empty] | Water Flow | Well drilling SONEDE 5
Area: Well drilling 6 - SONEDE
TGW09 | Tunisia | Base unit (3G-GSM-GPRS) | 33.406333 | 10.433408 |  | 3G gateway | DELTAOHM | HD35APGMT | [19 empty] | Well drilling SONEDE 6
TDL024 | Tunisia | Wireless data logger for Impulse water meter | 33.406333 | 10.433408 |  | Datalogging | DELTAOHM | HD35EDWH | [19 empty] | Well drilling SONEDE 6
TS036 | Tunisia | Impulse water meter {DN 80} | 33.406333 | 10.433408 |  | Sensor | ZENNER | Woltman WPD | [18 empty] | Water Flow | Well drilling SONEDE 6
Area: Drilling of recharge well 1
TGW010 | Tunisia | Base unit (3G-GSM-GPRS) | 33.245896 | 10.444596 |  | 3G gateway | DELTAOHM | HD35APGMT | [19 empty] | Drilling of recharge wells 1
TDL026 | Tunisia | Wireless data logger for Piezometric Level | 33.245896 | 10.444596 |  | Datalogging | DELTAOHM | HD35ED(L)WDPTC | [19 empty] | Drilling of recharge wells 1
TS048 | Tunisia | Level sensing pressure transmitters | 33.245896 | 10.444596 |  | Sensor | HUBA CONTROLE | 711 | [18 empty] | Level sensing, Pressure | Drilling of recharge wells 1
Area: Drilling of recharge well 2
TGW011 | Tunisia | Base unit (3G-GSM-GPRS) | 33.318260 | 10.380013 |  | 3G gateway | DELTAOHM | HD35APGMT | [19 empty] | Drilling of recharge wells 2
TDL027 | Tunisia | Wireless data logger for Piezometric Level | 33.318260 | 10.380013 |  | Datalogging | DELTAOHM | HD35ED(L)WDPTC | [19 empty] | Drilling of recharge wells 2
TS049 | Tunisia | Level sensing pressure transmitters | 33.318260 | 10.380013 |  | Sensor | HUBA CONTROLE | 711 | [18 empty] | Level sensing, Pressure | Drilling of recharge wells 2
Area: Well water quality 1
TGW016 | Tunisia | 4G Remote telemetry monitoring | 33.241616 | 10.443274 |  | Data logger and global cellular telemetry | In-Situ | VuLink | [19 empty] | Well water quality 1
TS046 | Tunisia | Multiparameter Sonde Aqua TROLL | 33.241616 | 10.443274 |  | Sensor | IN-SITU | Aqua TROLL 500 | [18 empty] | pH/ORP, Temperature, Conductivity, Nitrate and the water level | Well water quality 1
Area: Well water quality 2
TGW017 | Tunisia | 4G Remote telemetry monitoring | 33.306816 | 10.371316 |  | Data logger and global cellular telemetry | In-Situ | VuLink | [19 empty] | Well water quality 2
TS047 | Tunisia | Multiparameter Sonde Aqua TROLL | 33.306816 | 10.371316 |  | Sensor | IN-SITU | Aqua TROLL 500 | [18 empty] | pH/ORP, Temperature, Conductivity, Nitrate and the water level | Well water quality 2
Note on A1: These will be the keys sent in the "values" part of the message to the platform -Joel Aumedes Serrano
Note on C11: @mlocascio@uniss.it Ciao Mauro, qui ti chiedo di assegnare i nomi dei dispositivi registrati. -Francesco Martini @francesco.martini@abinsula.com ok però non sono abilitato a scrivere nel foglio excell -Mauro Lo Cascio _Contrassegnato come risolto_ Ok scusa ero convinto di aver configurato bene. Prova adesso e dimmi se riesci -Francesco Martini _Riaperto_ -Francesco Martini
Note on K46: OLD 2CF7F1C052300177 -Alessandro Casula
Note on C75: In the emails was GPRS but in D3.2 they reported as LoRA -Francesco Martini
Note on AB75: As reported in datasheet. To be confirmed -Francesco Martini
Note on AB76: As reported in datasheet. To be confirmed -Francesco Martini
Note on C77: Not listed in D3.2 but reported here by lebanon site -Francesco Martini

## Sensor Type Details
DEVICE TYPE | GT1 | ST01 | ST02 | ST03 | ST04 | ST05 | ST06 | ST07 | ST08 | ST09 | ST10 | ST11 | ST12 | ST13 | ST14
FUNCTION | Gateway | Sensor | Sensor | Sensor | Sensor | Sensor | Sensor | Sensor | Weather station | Sensor | Weather station | Weather station | Sensor | Sensore | Sensore
BRAND | Rackwireless | Seeeds | Seeeds | Milesight | IQNexus | IQNexus | Maddalena | Nature4 | PrimoPrincipio | VanWalt | No-lora | No-lora | Shendga | SENSOTERRA | Shangai BOQU
MODEL | RAK7240 | SenseCAPS2103 | SenseCAP Soil Moisture and Temperature | LoRa_Controlle-UC511 | SenProbe - 3B-LR12 | SenPulse-PCT-3A-LR-S | Arrow split 2 | SapFlow | Quido | DataHub | Weather station - old | Weather station - new | Bulk water meter | Multi Depth Soil Moisture Sensor | Multi-parameter Analyzer
Note |  | Demo | Demo | Demo |  |  |  | Italy | Italy |  | Jordan | Jordan | Jordan | Jordan | Jordan
Message 1 | GT1: Timestamp; ST01: Air_Humidity; ST02: Soil_Moisture; ST03: battery_level; ST04: Hmd Field 1; ST05: Count
| GatewayEui | Air_Temperature | Soil_Temperature | valve1_pulse | Hmd Field 2 | Leak
| DevAddr | CO2 | CRC | valve1_status | Hmd Field 3 | Quarte of Day
| DevEui | Fport | battery_level | valve2_pulse | Hmd Field 4 | System Voltage
| Frequency | MType |  | valve2_status | Hmd Field 5 | Type
| MType | Mic |  |  | Hmd Field 6
| SpreadingFactor | Rssi |  |  | Sistem Voltage
| FPort | Snr
| FCnt |  |  |  | Type
CodeRate
DataRate
Bandwidth
Message 2 | ST04: Ambient Tmp
Tmp Field 1
Tmp Field 2
Tmp Field 3
Tmp Field 4
Tmp Field 5
Tmp Field 6
Sistem Voltage
Time Stamp
Type
Q.ty of measurment | GT1: 12; ST01: 8; ST02: 4; ST03: 5; ST04: 18; ST05: 5
Q.ty of devices
Demo | 1 | 1 | 1 | 1 | 1 | 1 | 0 | 0 | 0 | 0 | 0 | 0 | 0 | 0 | 0
ITALY | 2 | 0 | 0 | 0 | 10 | 0 | 12 | 1 | 2 | 3 | 0 | 0 | 0 | 0 | 0
JORDAN | 0 | 0 | 0 | 0 | 0 | 0 | 0 | 0 | 0 | 0 | 1 | 7 | 7 | 2 | 0
TUNISIA | 0 | 0 | 0 | 0 | 0 | 0 | 0 | 0 | 0 | 0 | 0 | 0 | 0 | 0 | 0
LEBANON | 0 | 0 | 0 | 0 | 0 | 0 | 0 | 0 | 0 | 0 | 0 | 0 | 0 | 0 | 0

## WOT Sensor Details
DEVICE TYPE | GT1 | ST01 | ST02 | ST03 | ST04 | ST05 | ST06 | ST07 | ST08 | ST09 | ST10 | ST11 | ST12 | ST13 | ST14
FUNCTION | Gateway | Sensor | Sensor | Sensor | Sensor | Sensor | Sensor | Sensor | Weather station | Sensor | Weather station | Weather station | Sensor | Sensore | Sensore
BRAND | Rackwireless | Seeeds | Seeeds | Milesight | IQNexus | IQNexus | Maddalena | Nature4 | PrimoPrincipio | VanWalt | No-lora | No-lora | Shendga | SENSOTERRA | Shangai BOQU
MODEL | RAK7240 | SenseCAPS2103 | SenseCAP Soil Moisture and Temperature | LoRa_Controlle-UC511 | SenProbe - 3B-LR12 | SenPulse-PCT-3A-LR-S | Arrow split 2 | SapFlow | Quido | DataHub | Weather station - old | Weather station - new | Bulk water meter | Multi Depth Soil Moisture Sensor | Multi-parameter Analyzer
Note |  | Demo | Demo | Demo |  |  | Italy | Italy | Italy |  | Jordan | Jordan | Jordan | Jordan | Jordan
Device description | ST01: Compact and versatile environmental sensor module designed for monitoring temperature and humidity in various applications.; ST02: A sensor module for measuring soil moisture and temperature, ideal for agriculture and environmental monitoring.; ST03: A LoRa-enabled controller for managing and controlling IoT devices, facilitating long-range wireless communication.; ST04: An advanced sensor capable of monitoring temperature and moisture at different depths. Useful for agronomic research activities.; ST05: A sensor for counting and transmitting the pulse produced by a flowmeter
Message 1 | GT1: Timestamp; ST01: Air_Humidity; ST02: Soil_Moisture; ST03: battery_level; ST04: Hmd Field 1; ST05: Count
|  | Air_Temperature | Soil_Temperature | valve1_pulse | Hmd Field 2 | Leak
|  | CO2 |  | valve1_status | Hmd Field 3
|  |  |  | valve2_pulse | Hmd Field 4
|  |  |  | valve2_status | Hmd Field 5
Hmd Field 6
Message 2 | ST04: Ambient Tmp
Tmp Field 1
Tmp Field 2
Tmp Field 3
Tmp Field 4
Tmp Field 5
Tmp Field 6
Q.ty of measurment | GT1: 1; ST01: 3; ST02: 2; ST03: 5; ST04: 13; ST05: 2
Q.ty of devices
Demo | 1 | 1 | 1 | 1 | 1 | 1 | 0 | 0 | 0 | 0 | 0 | 0 | 0 | 0 | 0
ITALY | 2 | 0 | 0 | 0 | 10 | 0 | 12 | 1 | 2 | 3 | 0 | 0 | 0 | 0 | 0
JORDAN | 0 | 0 | 0 | 0 | 0 | 0 | 0 | 0 | 0 | 0 | 1 | 7 | 7 | 2 | 0
TUNISIA | 0 | 0 | 0 | 0 | 0 | 0 | 0 | 0 | 0 | 0 | 0 | 0 | 0 | 0 | 0
LEBANON | 0 | 0 | 0 | 0 | 0 | 0 | 0 | 0 | 0 | 0 | 0 | 0 | 0 | 0 | 0

## Datastream Definition
Pilot | Field Name | Field Description | Field Longitude | Field Latitude | Device ID | Device Description | Device Type | Device EUI | Property Key | Property Name | Property Description | Unit Of Measurement | Unit Of Measurement Symbol | Datastream Name | Datastream Description
Demo | Demo Field | Demo sensors in ABI | 8.5643 | 40.727 | D001 | Compact and versatile environmental sensor module designed for monitoring temperature and humidity in various applications. | ST01 | 2cf7f1c043500183 | air_temperature | Air Temperature | The measure of the hotness or coldness of the air. | Degrees Celsius | ºC | Demo_Field_D001_air_temperature | The datastream containing mesures of field Demo Field by sensor D001 which measures Air Temperature.
Demo | Demo Field | Demo sensors in ABI | 8.5643 | 40.727 | D001 | Compact and versatile environmental sensor module designed for monitoring temperature and humidity in various applications. | ST01 | 2cf7f1c043500183 | air_humidity | Air Humidity | The amount of moisture or water vapor present in the air, often expressed as a percentage of the maximum amount the air could hold at a given temperature. | Percentage | % | Demo_Field_D001_air_humidity | The datastream containing mesures of field Demo Field by sensor D001 which measures Air Humidity.
Demo | Demo Field | Demo sensors in ABI | 8.5643 | 40.727 | D001 | Compact and versatile environmental sensor module designed for monitoring temperature and humidity in various applications. | ST01 | 2cf7f1c043500183 | co2_concentration | CO2 Concentration | The quantity of carbon dioxide gas present in the air, used to assess air quality and monitor environmental conditions. | Parts per million | ppm | Demo_Field_D001_co2_concentration | The datastream containing mesures of field Demo Field by sensor D001 which measures CO2 Concentration.
Demo | Demo Field | Demo sensors in ABI | 8.5643 | 40.727 | D002 | A sensor module for measuring soil moisture and temperature, ideal for agriculture and environmental monitoring. | ST02 | 2CF7F12031500017 | soil_moisture | Soil Moisture | The amount of moisture present in the soil, often expressed as a percentage of the maximum amount the soil could hold at a given temperature. | Percentage | % | Demo_Field_D002_soil_moisture | The datastream containing mesures of field Demo Field by sensor D002 which measures Soil Moisture.
Demo | Demo Field | Demo sensors in ABI | 8.5643 | 40.727 | D002 | A sensor module for measuring soil moisture and temperature, ideal for agriculture and environmental monitoring. | ST02 | 2CF7F12031500017 | soil_temperature | Soil Temperature | The measure of temperature of the soil. | Degrees Celsius | ºC | Demo_Field_D002_soil_temperature | The datastream containing mesures of field Demo Field by sensor D002 which measures Soil Temperature.
Demo | Demo Field | Demo sensors in ABI | 8.5643 | 40.727 | D003 | A LoRa-enabled controller for managing and controlling IoT devices, facilitating long-range wireless communication. | ST03 | 24e124414b106165 | battery_level | Battery Level | The percentage of battery level associated to the specific sensor. | Percentage | % | Demo_Field_D003_battery_level | The datastream containing mesures of field Demo Field by sensor D003 which measures Battery Level.
Demo | Demo Field | Demo sensors in ABI | 8.5643 | 40.727 | D003 | A LoRa-enabled controller for managing and controlling IoT devices, facilitating long-range wireless communication. | ST03 | 24e124414b106165 | valve1_pulse | Flowmeter pulses | The number of pulses read by flowmeter. Depending on flowmeter configuration it could correspond to a different number of cubic meter of water | Number of pulses | N/A | Demo_Field_D003_valve1_pulse | The datastream containing mesures of field Demo Field by sensor D003 which measures Flowmeter pulses.
Demo | Demo Field | Demo sensors in ABI | 8.5643 | 40.727 | D003 | A LoRa-enabled controller for managing and controlling IoT devices, facilitating long-range wireless communication. | ST03 | 24e124414b106165 | valve1_status | Valve status | The current condition of the valve controlled (opened or closed) | ON / OFF | N/A | Demo_Field_D003_valve1_status | The datastream containing mesures of field Demo Field by sensor D003 which measures Valve status.
Demo | Demo Field | Demo sensors in ABI | 8.5643 | 40.727 | D003 | A LoRa-enabled controller for managing and controlling IoT devices, facilitating long-range wireless communication. | ST03 | 24e124414b106165 | valve2_pulse | Flowmeter pulses | The number of pulses read by flowmeter. Depending on flowmeter configuration it could correspond to a different number of cubic meter of water | Number of pulses | N/A | Demo_Field_D003_valve2_pulse | The datastream containing mesures of field Demo Field by sensor D003 which measures Flowmeter pulses.
Demo | Demo Field | Demo sensors in ABI | 8.5643 | 40.727 | D003 | A LoRa-enabled controller for managing and controlling IoT devices, facilitating long-range wireless communication. | ST03 | 24e124414b106165 | valve2_status | Valve status | The current condition of the valve controlled (opened or closed) | ON / OFF | N/A | Demo_Field_D003_valve2_status | The datastream containing mesures of field Demo Field by sensor D003 which measures Valve status.
Demo | Demo Field | Demo sensors in ABI | 8.5643 | 40.727 | D004 | An advanced sensor capable of monitoring temperature and moisture at different depths. Useful for agronomic research activities. | ST04 | 3738383962376102 | soil_moisture_1 | Soil Moisture | The amount of moisture present in the soil, often expressed as a percentage of the maximum amount the soil could hold at a given temperature. | Percentage | % | Demo_Field_D004_soil_moisture_1 | The datastream containing mesures of field Demo Field by sensor D004 which measures Soil Moisture.
Demo | Demo Field | Demo sensors in ABI | 8.5643 | 40.727 | D004 | An advanced sensor capable of monitoring temperature and moisture at different depths. Useful for agronomic research activities. | ST04 | 3738383962376102 | soil_moisture_2 | Soil Moisture | The amount of moisture present in the soil, often expressed as a percentage of the maximum amount the soil could hold at a given temperature. | Percentage | % | Demo_Field_D004_soil_moisture_2 | The datastream containing mesures of field Demo Field by sensor D004 which measures Soil Moisture.
Demo | Demo Field | Demo sensors in ABI | 8.5643 | 40.727 | D004 | An advanced sensor capable of monitoring temperature and moisture at different depths. Useful for agronomic research activities. | ST04 | 3738383962376102 | soil_moisture_3 | Soil Moisture | The amount of moisture present in the soil, often expressed as a percentage of the maximum amount the soil could hold at a given temperature. | Percentage | % | Demo_Field_D004_soil_moisture_3 | The datastream containing mesures of field Demo Field by sensor D004 which measures Soil Moisture.
Demo | Demo Field | Demo sensors in ABI | 8.5643 | 40.727 | D004 | An advanced sensor capable of monitoring temperature and moisture at different depths. Useful for agronomic research activities. | ST04 | 3738383962376102 | soil_moisture_4 | Soil Moisture | The amount of moisture present in the soil, often expressed as a percentage of the maximum amount the soil could hold at a given temperature. | Percentage | % | Demo_Field_D004_soil_moisture_4 | The datastream containing mesures of field Demo Field by sensor D004 which measures Soil Moisture.
Demo | Demo Field | Demo sensors in ABI | 8.5643 | 40.727 | D004 | An advanced sensor capable of monitoring temperature and moisture at different depths. Useful for agronomic research activities. | ST04 | 3738383962376102 | soil_moisture_5 | Soil Moisture | The amount of moisture present in the soil, often expressed as a percentage of the maximum amount the soil could hold at a given temperature. | Percentage | % | Demo_Field_D004_soil_moisture_5 | The datastream containing mesures of field Demo Field by sensor D004 which measures Soil Moisture.
Demo | Demo Field | Demo sensors in ABI | 8.5643 | 40.727 | D004 | An advanced sensor capable of monitoring temperature and moisture at different depths. Useful for agronomic research activities. | ST04 | 3738383962376102 | soil_moisture_6 | Soil Moisture | The amount of moisture present in the soil, often expressed as a percentage of the maximum amount the soil could hold at a given temperature. | Percentage | % | Demo_Field_D004_soil_moisture_6 | The datastream containing mesures of field Demo Field by sensor D004 which measures Soil Moisture.
Demo | Demo Field | Demo sensors in ABI | 8.5643 | 40.727 | D004 | An advanced sensor capable of monitoring temperature and moisture at different depths. Useful for agronomic research activities. | ST04 | 3738383962376102 | ambient_temperature | Air Temperature | The measure of the hotness or coldness of the air. | Degrees Celsius | ºC | Demo_Field_D004_ambient_temperature | The datastream containing mesures of field Demo Field by sensor D004 which measures Air Temperature.
Demo | Demo Field | Demo sensors in ABI | 8.5643 | 40.727 | D004 | An advanced sensor capable of monitoring temperature and moisture at different depths. Useful for agronomic research activities. | ST04 | 3738383962376102 | soil_temperature_1 | Soil Temperature | The measure of temperature of the soil. | Degrees Celsius | ºC | Demo_Field_D004_soil_temperature_1 | The datastream containing mesures of field Demo Field by sensor D004 which measures Soil Temperature.
Demo | Demo Field | Demo sensors in ABI | 8.5643 | 40.727 | D004 | An advanced sensor capable of monitoring temperature and moisture at different depths. Useful for agronomic research activities. | ST04 | 3738383962376102 | soil_temperature_2 | Soil Temperature | The measure of temperature of the soil. | Degrees Celsius | ºC | Demo_Field_D004_soil_temperature_2 | The datastream containing mesures of field Demo Field by sensor D004 which measures Soil Temperature.
Demo | Demo Field | Demo sensors in ABI | 8.5643 | 40.727 | D004 | An advanced sensor capable of monitoring temperature and moisture at different depths. Useful for agronomic research activities. | ST04 | 3738383962376102 | soil_temperature_3 | Soil Temperature | The measure of temperature of the soil. | Degrees Celsius | ºC | Demo_Field_D004_soil_temperature_3 | The datastream containing mesures of field Demo Field by sensor D004 which measures Soil Temperature.
Demo | Demo Field | Demo sensors in ABI | 8.5643 | 40.727 | D004 | An advanced sensor capable of monitoring temperature and moisture at different depths. Useful for agronomic research activities. | ST04 | 3738383962376102 | soil_temperature_4 | Soil Temperature | The measure of temperature of the soil. | Degrees Celsius | ºC | Demo_Field_D004_soil_temperature_4 | The datastream containing mesures of field Demo Field by sensor D004 which measures Soil Temperature.
Demo | Demo Field | Demo sensors in ABI | 8.5643 | 40.727 | D004 | An advanced sensor capable of monitoring temperature and moisture at different depths. Useful for agronomic research activities. | ST04 | 3738383962376102 | soil_temperature_5 | Soil Temperature | The measure of temperature of the soil. | Degrees Celsius | ºC | Demo_Field_D004_soil_temperature_5 | The datastream containing mesures of field Demo Field by sensor D004 which measures Soil Temperature.
Demo | Demo Field | Demo sensors in ABI | 8.5643 | 40.727 | D004 | An advanced sensor capable of monitoring temperature and moisture at different depths. Useful for agronomic research activities. | ST04 | 3738383962376102 | soil_temperature_6 | Soil Temperature | The measure of temperature of the soil. | Degrees Celsius | ºC | Demo_Field_D004_soil_temperature_6 | The datastream containing mesures of field Demo Field by sensor D004 which measures Soil Temperature.
Demo | Demo Field | Demo sensors in ABI | 8.5643 | 40.727 | D005 | A sensor for counting and transmitting the pulse produced by a flowmeter. | ST05 | AC1F09FFFE04E43F | Count | Flowmeter pulses | The number of pulses read by flowmeter. Depending on flowmeter configuration it could correspond to a different number of cubic meter of water | Number of pulses | N/A | Demo_Field_D005_Count | The datastream containing mesures of field Demo Field by sensor D005 which measures Flowmeter pulses.
Demo | Demo Field | Demo sensors in ABI | 8.5643 | 40.727 | D005 | A sensor for counting and transmitting the pulse produced by a flowmeter. | ST05 | AC1F09FFFE04E43F | Leak | Leak warning | A warning in case of water leak detected | True / False | N/A | Demo_Field_D005_Leak | The datastream containing mesures of field Demo Field by sensor D005 which measures Leak warning.
Italy | Torresan | Sensors owned by UNISS | 8.5485 | 39.776 | I001 | An advanced sensor capable of monitoring temperature and moisture at different depths. Useful for agronomic research activities. | ST04 | AC1F09FFFE04E48A | soil_moisture_1 | Soil Moisture | The amount of moisture present in the soil, often expressed as a percentage of the maximum amount the soil could hold at a given temperature. | Percentage | % | Torresan_I001_soil_moisture_1 | The datastream containing mesures of field Torresan by sensor I001 which measures Soil Moisture.
Italy | Torresan | Sensors owned by UNISS | 8.5485 | 39.776 | I001 | An advanced sensor capable of monitoring temperature and moisture at different depths. Useful for agronomic research activities. | ST04 | AC1F09FFFE04E48A | soil_moisture_2 | Soil Moisture | The amount of moisture present in the soil, often expressed as a percentage of the maximum amount the soil could hold at a given temperature. | Percentage | % | Torresan_I001_soil_moisture_2 | The datastream containing mesures of field Torresan by sensor I001 which measures Soil Moisture.
Italy | Torresan | Sensors owned by UNISS | 8.5485 | 39.776 | I001 | An advanced sensor capable of monitoring temperature and moisture at different depths. Useful for agronomic research activities. | ST04 | AC1F09FFFE04E48A | soil_moisture_3 | Soil Moisture | The amount of moisture present in the soil, often expressed as a percentage of the maximum amount the soil could hold at a given temperature. | Percentage | % | Torresan_I001_soil_moisture_3 | The datastream containing mesures of field Torresan by sensor I001 which measures Soil Moisture.
Italy | Torresan | Sensors owned by UNISS | 8.5485 | 39.776 | I001 | An advanced sensor capable of monitoring temperature and moisture at different depths. Useful for agronomic research activities. | ST04 | AC1F09FFFE04E48A | soil_moisture_4 | Soil Moisture | The amount of moisture present in the soil, often expressed as a percentage of the maximum amount the soil could hold at a given temperature. | Percentage | % | Torresan_I001_soil_moisture_4 | The datastream containing mesures of field Torresan by sensor I001 which measures Soil Moisture.
Italy | Torresan | Sensors owned by UNISS | 8.5485 | 39.776 | I001 | An advanced sensor capable of monitoring temperature and moisture at different depths. Useful for agronomic research activities. | ST04 | AC1F09FFFE04E48A | soil_moisture_5 | Soil Moisture | The amount of moisture present in the soil, often expressed as a percentage of the maximum amount the soil could hold at a given temperature. | Percentage | % | Torresan_I001_soil_moisture_5 | The datastream containing mesures of field Torresan by sensor I001 which measures Soil Moisture.
Italy | Torresan | Sensors owned by UNISS | 8.5485 | 39.776 | I001 | An advanced sensor capable of monitoring temperature and moisture at different depths. Useful for agronomic research activities. | ST04 | AC1F09FFFE04E48A | soil_moisture_6 | Soil Moisture | The amount of moisture present in the soil, often expressed as a percentage of the maximum amount the soil could hold at a given temperature. | Percentage | % | Torresan_I001_soil_moisture_6 | The datastream containing mesures of field Torresan by sensor I001 which measures Soil Moisture.
Italy | Torresan | Sensors owned by UNISS | 8.5485 | 39.776 | I001 | An advanced sensor capable of monitoring temperature and moisture at different depths. Useful for agronomic research activities. | ST04 | AC1F09FFFE04E48A | ambient_temperature | Air Temperature | The measure of the hotness or coldness of the air. | Degrees Celsius | ºC | Torresan_I001_ambient_temperature | The datastream containing mesures of field Torresan by sensor I001 which measures Air Temperature.
Italy | Torresan | Sensors owned by UNISS | 8.5485 | 39.776 | I001 | An advanced sensor capable of monitoring temperature and moisture at different depths. Useful for agronomic research activities. | ST04 | AC1F09FFFE04E48A | soil_temperature_1 | Soil Temperature | The measure of temperature of the soil. | Degrees Celsius | ºC | Torresan_I001_soil_temperature_1 | The datastream containing mesures of field Torresan by sensor I001 which measures Soil Temperature.
Italy | Torresan | Sensors owned by UNISS | 8.5485 | 39.776 | I001 | An advanced sensor capable of monitoring temperature and moisture at different depths. Useful for agronomic research activities. | ST04 | AC1F09FFFE04E48A | soil_temperature_2 | Soil Temperature | The measure of temperature of the soil. | Degrees Celsius | ºC | Torresan_I001_soil_temperature_2 | The datastream containing mesures of field Torresan by sensor I001 which measures Soil Temperature.
Italy | Torresan | Sensors owned by UNISS | 8.5485 | 39.776 | I001 | An advanced sensor capable of monitoring temperature and moisture at different depths. Useful for agronomic research activities. | ST04 | AC1F09FFFE04E48A | soil_temperature_3 | Soil Temperature | The measure of temperature of the soil. | Degrees Celsius | ºC | Torresan_I001_soil_temperature_3 | The datastream containing mesures of field Torresan by sensor I001 which measures Soil Temperature.
Italy | Torresan | Sensors owned by UNISS | 8.5485 | 39.776 | I001 | An advanced sensor capable of monitoring temperature and moisture at different depths. Useful for agronomic research activities. | ST04 | AC1F09FFFE04E48A | soil_temperature_4 | Soil Temperature | The measure of temperature of the soil. | Degrees Celsius | ºC | Torresan_I001_soil_temperature_4 | The datastream containing mesures of field Torresan by sensor I001 which measures Soil Temperature.
Italy | Torresan | Sensors owned by UNISS | 8.5485 | 39.776 | I001 | An advanced sensor capable of monitoring temperature and moisture at different depths. Useful for agronomic research activities. | ST04 | AC1F09FFFE04E48A | soil_temperature_5 | Soil Temperature | The measure of temperature of the soil. | Degrees Celsius | ºC | Torresan_I001_soil_temperature_5 | The datastream containing mesures of field Torresan by sensor I001 which measures Soil Temperature.
Italy | Torresan | Sensors owned by UNISS | 8.5485 | 39.776 | I001 | An advanced sensor capable of monitoring temperature and moisture at different depths. Useful for agronomic research activities. | ST04 | AC1F09FFFE04E48A | soil_temperature_6 | Soil Temperature | The measure of temperature of the soil. | Degrees Celsius | ºC | Torresan_I001_soil_temperature_6 | The datastream containing mesures of field Torresan by sensor I001 which measures Soil Temperature.
Italy | Torresan | Sensors owned by UNISS | 8.5485 | 39.7761 | I002 | An advanced sensor capable of monitoring temperature and moisture at different depths. Useful for agronomic research activities. | ST04 | AC1F09FFFE04E487 | soil_moisture_1 | Soil Moisture | The amount of moisture present in the soil, often expressed as a percentage of the maximum amount the soil could hold at a given temperature. | Percentage | % | Torresan_I002_soil_moisture_1 | The datastream containing mesures of field Torresan by sensor I002 which measures Soil Moisture.
Italy | Torresan | Sensors owned by UNISS | 8.5485 | 39.7761 | I002 | An advanced sensor capable of monitoring temperature and moisture at different depths. Useful for agronomic research activities. | ST04 | AC1F09FFFE04E487 | soil_moisture_2 | Soil Moisture | The amount of moisture present in the soil, often expressed as a percentage of the maximum amount the soil could hold at a given temperature. | Percentage | % | Torresan_I002_soil_moisture_2 | The datastream containing mesures of field Torresan by sensor I002 which measures Soil Moisture.
Italy | Torresan | Sensors owned by UNISS | 8.5485 | 39.7761 | I002 | An advanced sensor capable of monitoring temperature and moisture at different depths. Useful for agronomic research activities. | ST04 | AC1F09FFFE04E487 | soil_moisture_3 | Soil Moisture | The amount of moisture present in the soil, often expressed as a percentage of the maximum amount the soil could hold at a given temperature. | Percentage | % | Torresan_I002_soil_moisture_3 | The datastream containing mesures of field Torresan by sensor I002 which measures Soil Moisture.
Italy | Torresan | Sensors owned by UNISS | 8.5485 | 39.7761 | I002 | An advanced sensor capable of monitoring temperature and moisture at different depths. Useful for agronomic research activities. | ST04 | AC1F09FFFE04E487 | soil_moisture_4 | Soil Moisture | The amount of moisture present in the soil, often expressed as a percentage of the maximum amount the soil could hold at a given temperature. | Percentage | % | Torresan_I002_soil_moisture_4 | The datastream containing mesures of field Torresan by sensor I002 which measures Soil Moisture.
Italy | Torresan | Sensors owned by UNISS | 8.5485 | 39.7761 | I002 | An advanced sensor capable of monitoring temperature and moisture at different depths. Useful for agronomic research activities. | ST04 | AC1F09FFFE04E487 | soil_moisture_5 | Soil Moisture | The amount of moisture present in the soil, often expressed as a percentage of the maximum amount the soil could hold at a given temperature. | Percentage | % | Torresan_I002_soil_moisture_5 | The datastream containing mesures of field Torresan by sensor I002 which measures Soil Moisture.
Italy | Torresan | Sensors owned by UNISS | 8.5485 | 39.7761 | I002 | An advanced sensor capable of monitoring temperature and moisture at different depths. Useful for agronomic research activities. | ST04 | AC1F09FFFE04E487 | soil_moisture_6 | Soil Moisture | The amount of moisture present in the soil, often expressed as a percentage of the maximum amount the soil could hold at a given temperature. | Percentage | % | Torresan_I002_soil_moisture_6 | The datastream containing mesures of field Torresan by sensor I002 which measures Soil Moisture.
Italy | Torresan | Sensors owned by UNISS | 8.5485 | 39.7761 | I002 | An advanced sensor capable of monitoring temperature and moisture at different depths. Useful for agronomic research activities. | ST04 | AC1F09FFFE04E487 | ambient_temperature | Air Temperature | The measure of the hotness or coldness of the air. | Degrees Celsius | ºC | Torresan_I002_ambient_temperature | The datastream containing mesures of field Torresan by sensor I002 which measures Air Temperature.
Italy | Torresan | Sensors owned by UNISS | 8.5485 | 39.7761 | I002 | An advanced sensor capable of monitoring temperature and moisture at different depths. Useful for agronomic research activities. | ST04 | AC1F09FFFE04E487 | soil_temperature_1 | Soil Temperature | The measure of temperature of the soil. | Degrees Celsius | ºC | Torresan_I002_soil_temperature_1 | The datastream containing mesures of field Torresan by sensor I002 which measures Soil Temperature.
Italy | Torresan | Sensors owned by UNISS | 8.5485 | 39.7761 | I002 | An advanced sensor capable of monitoring temperature and moisture at different depths. Useful for agronomic research activities. | ST04 | AC1F09FFFE04E487 | soil_temperature_2 | Soil Temperature | The measure of temperature of the soil. | Degrees Celsius | ºC | Torresan_I002_soil_temperature_2 | The datastream containing mesures of field Torresan by sensor I002 which measures Soil Temperature.
Italy | Torresan | Sensors owned by UNISS | 8.5485 | 39.7761 | I002 | An advanced sensor capable of monitoring temperature and moisture at different depths. Useful for agronomic research activities. | ST04 | AC1F09FFFE04E487 | soil_temperature_3 | Soil Temperature | The measure of temperature of the soil. | Degrees Celsius | ºC | Torresan_I002_soil_temperature_3 | The datastream containing mesures of field Torresan by sensor I002 which measures Soil Temperature.
Italy | Torresan | Sensors owned by UNISS | 8.5485 | 39.7761 | I002 | An advanced sensor capable of monitoring temperature and moisture at different depths. Useful for agronomic research activities. | ST04 | AC1F09FFFE04E487 | soil_temperature_4 | Soil Temperature | The measure of temperature of the soil. | Degrees Celsius | ºC | Torresan_I002_soil_temperature_4 | The datastream containing mesures of field Torresan by sensor I002 which measures Soil Temperature.
Italy | Torresan | Sensors owned by UNISS | 8.5485 | 39.7761 | I002 | An advanced sensor capable of monitoring temperature and moisture at different depths. Useful for agronomic research activities. | ST04 | AC1F09FFFE04E487 | soil_temperature_5 | Soil Temperature | The measure of temperature of the soil. | Degrees Celsius | ºC | Torresan_I002_soil_temperature_5 | The datastream containing mesures of field Torresan by sensor I002 which measures Soil Temperature.
Italy | Torresan | Sensors owned by UNISS | 8.5485 | 39.7761 | I002 | An advanced sensor capable of monitoring temperature and moisture at different depths. Useful for agronomic research activities. | ST04 | AC1F09FFFE04E487 | soil_temperature_6 | Soil Temperature | The measure of temperature of the soil. | Degrees Celsius | ºC | Torresan_I002_soil_temperature_6 | The datastream containing mesures of field Torresan by sensor I002 which measures Soil Temperature.
Italy | Pinos | Sensors owned by UNISS | 8.5807 | 39.761 | I003 | An advanced sensor capable of monitoring temperature and moisture at different depths. Useful for agronomic research activities. | ST04 | AC1F09FFFE04E4C1 | soil_moisture_1 | Soil Moisture | The amount of moisture present in the soil, often expressed as a percentage of the maximum amount the soil could hold at a given temperature. | Percentage | % | Pinos_I003_soil_moisture_1 | The datastream containing mesures of field Pinos by sensor I003 which measures Soil Moisture.
Italy | Pinos | Sensors owned by UNISS | 8.5807 | 39.761 | I003 | An advanced sensor capable of monitoring temperature and moisture at different depths. Useful for agronomic research activities. | ST04 | AC1F09FFFE04E4C1 | soil_moisture_2 | Soil Moisture | The amount of moisture present in the soil, often expressed as a percentage of the maximum amount the soil could hold at a given temperature. | Percentage | % | Pinos_I003_soil_moisture_2 | The datastream containing mesures of field Pinos by sensor I003 which measures Soil Moisture.
Italy | Pinos | Sensors owned by UNISS | 8.5807 | 39.761 | I003 | An advanced sensor capable of monitoring temperature and moisture at different depths. Useful for agronomic research activities. | ST04 | AC1F09FFFE04E4C1 | soil_moisture_3 | Soil Moisture | The amount of moisture present in the soil, often expressed as a percentage of the maximum amount the soil could hold at a given temperature. | Percentage | % | Pinos_I003_soil_moisture_3 | The datastream containing mesures of field Pinos by sensor I003 which measures Soil Moisture.
Italy | Pinos | Sensors owned by UNISS | 8.5807 | 39.761 | I003 | An advanced sensor capable of monitoring temperature and moisture at different depths. Useful for agronomic research activities. | ST04 | AC1F09FFFE04E4C1 | soil_moisture_4 | Soil Moisture | The amount of moisture present in the soil, often expressed as a percentage of the maximum amount the soil could hold at a given temperature. | Percentage | % | Pinos_I003_soil_moisture_4 | The datastream containing mesures of field Pinos by sensor I003 which measures Soil Moisture.
Italy | Pinos | Sensors owned by UNISS | 8.5807 | 39.761 | I003 | An advanced sensor capable of monitoring temperature and moisture at different depths. Useful for agronomic research activities. | ST04 | AC1F09FFFE04E4C1 | soil_moisture_5 | Soil Moisture | The amount of moisture present in the soil, often expressed as a percentage of the maximum amount the soil could hold at a given temperature. | Percentage | % | Pinos_I003_soil_moisture_5 | The datastream containing mesures of field Pinos by sensor I003 which measures Soil Moisture.
Italy | Pinos | Sensors owned by UNISS | 8.5807 | 39.761 | I003 | An advanced sensor capable of monitoring temperature and moisture at different depths. Useful for agronomic research activities. | ST04 | AC1F09FFFE04E4C1 | soil_moisture_6 | Soil Moisture | The amount of moisture present in the soil, often expressed as a percentage of the maximum amount the soil could hold at a given temperature. | Percentage | % | Pinos_I003_soil_moisture_6 | The datastream containing mesures of field Pinos by sensor I003 which measures Soil Moisture.
Italy | Pinos | Sensors owned by UNISS | 8.5807 | 39.761 | I003 | An advanced sensor capable of monitoring temperature and moisture at different depths. Useful for agronomic research activities. | ST04 | AC1F09FFFE04E4C1 | ambient_temperature | Air Temperature | The measure of the hotness or coldness of the air. | Degrees Celsius | ºC | Pinos_I003_ambient_temperature | The datastream containing mesures of field Pinos by sensor I003 which measures Air Temperature.
Italy | Pinos | Sensors owned by UNISS | 8.5807 | 39.761 | I003 | An advanced sensor capable of monitoring temperature and moisture at different depths. Useful for agronomic research activities. | ST04 | AC1F09FFFE04E4C1 | soil_temperature_1 | Soil Temperature | The measure of temperature of the soil. | Degrees Celsius | ºC | Pinos_I003_soil_temperature_1 | The datastream containing mesures of field Pinos by sensor I003 which measures Soil Temperature.
Italy | Pinos | Sensors owned by UNISS | 8.5807 | 39.761 | I003 | An advanced sensor capable of monitoring temperature and moisture at different depths. Useful for agronomic research activities. | ST04 | AC1F09FFFE04E4C1 | soil_temperature_2 | Soil Temperature | The measure of temperature of the soil. | Degrees Celsius | ºC | Pinos_I003_soil_temperature_2 | The datastream containing mesures of field Pinos by sensor I003 which measures Soil Temperature.
Italy | Pinos | Sensors owned by UNISS | 8.5807 | 39.761 | I003 | An advanced sensor capable of monitoring temperature and moisture at different depths. Useful for agronomic research activities. | ST04 | AC1F09FFFE04E4C1 | soil_temperature_3 | Soil Temperature | The measure of temperature of the soil. | Degrees Celsius | ºC | Pinos_I003_soil_temperature_3 | The datastream containing mesures of field Pinos by sensor I003 which measures Soil Temperature.
Italy | Pinos | Sensors owned by UNISS | 8.5807 | 39.761 | I003 | An advanced sensor capable of monitoring temperature and moisture at different depths. Useful for agronomic research activities. | ST04 | AC1F09FFFE04E4C1 | soil_temperature_4 | Soil Temperature | The measure of temperature of the soil. | Degrees Celsius | ºC | Pinos_I003_soil_temperature_4 | The datastream containing mesures of field Pinos by sensor I003 which measures Soil Temperature.
Italy | Pinos | Sensors owned by UNISS | 8.5807 | 39.761 | I003 | An advanced sensor capable of monitoring temperature and moisture at different depths. Useful for agronomic research activities. | ST04 | AC1F09FFFE04E4C1 | soil_temperature_5 | Soil Temperature | The measure of temperature of the soil. | Degrees Celsius | ºC | Pinos_I003_soil_temperature_5 | The datastream containing mesures of field Pinos by sensor I003 which measures Soil Temperature.
Italy | Pinos | Sensors owned by UNISS | 8.5807 | 39.761 | I003 | An advanced sensor capable of monitoring temperature and moisture at different depths. Useful for agronomic research activities. | ST04 | AC1F09FFFE04E4C1 | soil_temperature_6 | Soil Temperature | The measure of temperature of the soil. | Degrees Celsius | ºC | Pinos_I003_soil_temperature_6 | The datastream containing mesures of field Pinos by sensor I003 which measures Soil Temperature.
Italy | Pinos | Sensors owned by UNISS | 8.5815 | 39.7614 | I004 | An advanced sensor capable of monitoring temperature and moisture at different depths. Useful for agronomic research activities. | ST04 | AC1F09FFFE04E4B1 | soil_moisture_1 | Soil Moisture | The amount of moisture present in the soil, often expressed as a percentage of the maximum amount the soil could hold at a given temperature. | Percentage | % | Pinos_I004_soil_moisture_1 | The datastream containing mesures of field Pinos by sensor I004 which measures Soil Moisture.
Italy | Pinos | Sensors owned by UNISS | 8.5815 | 39.7614 | I004 | An advanced sensor capable of monitoring temperature and moisture at different depths. Useful for agronomic research activities. | ST04 | AC1F09FFFE04E4B1 | soil_moisture_2 | Soil Moisture | The amount of moisture present in the soil, often expressed as a percentage of the maximum amount the soil could hold at a given temperature. | Percentage | % | Pinos_I004_soil_moisture_2 | The datastream containing mesures of field Pinos by sensor I004 which measures Soil Moisture.
Italy | Pinos | Sensors owned by UNISS | 8.5815 | 39.7614 | I004 | An advanced sensor capable of monitoring temperature and moisture at different depths. Useful for agronomic research activities. | ST04 | AC1F09FFFE04E4B1 | soil_moisture_3 | Soil Moisture | The amount of moisture present in the soil, often expressed as a percentage of the maximum amount the soil could hold at a given temperature. | Percentage | % | Pinos_I004_soil_moisture_3 | The datastream containing mesures of field Pinos by sensor I004 which measures Soil Moisture.
Italy | Pinos | Sensors owned by UNISS | 8.5815 | 39.7614 | I004 | An advanced sensor capable of monitoring temperature and moisture at different depths. Useful for agronomic research activities. | ST04 | AC1F09FFFE04E4B1 | soil_moisture_4 | Soil Moisture | The amount of moisture present in the soil, often expressed as a percentage of the maximum amount the soil could hold at a given temperature. | Percentage | % | Pinos_I004_soil_moisture_4 | The datastream containing mesures of field Pinos by sensor I004 which measures Soil Moisture.
Italy | Pinos | Sensors owned by UNISS | 8.5815 | 39.7614 | I004 | An advanced sensor capable of monitoring temperature and moisture at different depths. Useful for agronomic research activities. | ST04 | AC1F09FFFE04E4B1 | soil_moisture_5 | Soil Moisture | The amount of moisture present in the soil, often expressed as a percentage of the maximum amount the soil could hold at a given temperature. | Percentage | % | Pinos_I004_soil_moisture_5 | The datastream containing mesures of field Pinos by sensor I004 which measures Soil Moisture.
Italy | Pinos | Sensors owned by UNISS | 8.5815 | 39.7614 | I004 | An advanced sensor capable of monitoring temperature and moisture at different depths. Useful for agronomic research activities. | ST04 | AC1F09FFFE04E4B1 | soil_moisture_6 | Soil Moisture | The amount of moisture present in the soil, often expressed as a percentage of the maximum amount the soil could hold at a given temperature. | Percentage | % | Pinos_I004_soil_moisture_6 | The datastream containing mesures of field Pinos by sensor I004 which measures Soil Moisture.
Italy | Pinos | Sensors owned by UNISS | 8.5815 | 39.7614 | I004 | An advanced sensor capable of monitoring temperature and moisture at different depths. Useful for agronomic research activities. | ST04 | AC1F09FFFE04E4B1 | ambient_temperature | Air Temperature | The measure of the hotness or coldness of the air. | Degrees Celsius | ºC | Pinos_I004_ambient_temperature | The datastream containing mesures of field Pinos by sensor I004 which measures Air Temperature.
Italy | Pinos | Sensors owned by UNISS | 8.5815 | 39.7614 | I004 | An advanced sensor capable of monitoring temperature and moisture at different depths. Useful for agronomic research activities. | ST04 | AC1F09FFFE04E4B1 | soil_temperature_1 | Soil Temperature | The measure of temperature of the soil. | Degrees Celsius | ºC | Pinos_I004_soil_temperature_1 | The datastream containing mesures of field Pinos by sensor I004 which measures Soil Temperature.
Italy | Pinos | Sensors owned by UNISS | 8.5815 | 39.7614 | I004 | An advanced sensor capable of monitoring temperature and moisture at different depths. Useful for agronomic research activities. | ST04 | AC1F09FFFE04E4B1 | soil_temperature_2 | Soil Temperature | The measure of temperature of the soil. | Degrees Celsius | ºC | Pinos_I004_soil_temperature_2 | The datastream containing mesures of field Pinos by sensor I004 which measures Soil Temperature.
Italy | Pinos | Sensors owned by UNISS | 8.5815 | 39.7614 | I004 | An advanced sensor capable of monitoring temperature and moisture at different depths. Useful for agronomic research activities. | ST04 | AC1F09FFFE04E4B1 | soil_temperature_3 | Soil Temperature | The measure of temperature of the soil. | Degrees Celsius | ºC | Pinos_I004_soil_temperature_3 | The datastream containing mesures of field Pinos by sensor I004 which measures Soil Temperature.
Italy | Pinos | Sensors owned by UNISS | 8.5815 | 39.7614 | I004 | An advanced sensor capable of monitoring temperature and moisture at different depths. Useful for agronomic research activities. | ST04 | AC1F09FFFE04E4B1 | soil_temperature_4 | Soil Temperature | The measure of temperature of the soil. | Degrees Celsius | ºC | Pinos_I004_soil_temperature_4 | The datastream containing mesures of field Pinos by sensor I004 which measures Soil Temperature.
Italy | Pinos | Sensors owned by UNISS | 8.5815 | 39.7614 | I004 | An advanced sensor capable of monitoring temperature and moisture at different depths. Useful for agronomic research activities. | ST04 | AC1F09FFFE04E4B1 | soil_temperature_5 | Soil Temperature | The measure of temperature of the soil. | Degrees Celsius | ºC | Pinos_I004_soil_temperature_5 | The datastream containing mesures of field Pinos by sensor I004 which measures Soil Temperature.
Italy | Pinos | Sensors owned by UNISS | 8.5815 | 39.7614 | I004 | An advanced sensor capable of monitoring temperature and moisture at different depths. Useful for agronomic research activities. | ST04 | AC1F09FFFE04E4B1 | soil_temperature_6 | Soil Temperature | The measure of temperature of the soil. | Degrees Celsius | ºC | Pinos_I004_soil_temperature_6 | The datastream containing mesures of field Pinos by sensor I004 which measures Soil Temperature.
Italy | Centro Aziendale | Sensors owned by UNISS | 8.6973 | 39.9449 | I005 | An advanced sensor capable of monitoring temperature and moisture at different depths. Useful for agronomic research activities. | ST04 | AC1F09FFFE04DB8D | soil_moisture_1 | Soil Moisture | The amount of moisture present in the soil, often expressed as a percentage of the maximum amount the soil could hold at a given temperature. | Percentage | % | Centro_Aziendale_I005_soil_moisture_1 | The datastream containing mesures of field Centro Aziendale by sensor I005 which measures Soil Moisture.
Italy | Centro Aziendale | Sensors owned by UNISS | 8.6973 | 39.9449 | I005 | An advanced sensor capable of monitoring temperature and moisture at different depths. Useful for agronomic research activities. | ST04 | AC1F09FFFE04DB8D | soil_moisture_2 | Soil Moisture | The amount of moisture present in the soil, often expressed as a percentage of the maximum amount the soil could hold at a given temperature. | Percentage | % | Centro_Aziendale_I005_soil_moisture_2 | The datastream containing mesures of field Centro Aziendale by sensor I005 which measures Soil Moisture.
Italy | Centro Aziendale | Sensors owned by UNISS | 8.6973 | 39.9449 | I005 | An advanced sensor capable of monitoring temperature and moisture at different depths. Useful for agronomic research activities. | ST04 | AC1F09FFFE04DB8D | soil_moisture_3 | Soil Moisture | The amount of moisture present in the soil, often expressed as a percentage of the maximum amount the soil could hold at a given temperature. | Percentage | % | Centro_Aziendale_I005_soil_moisture_3 | The datastream containing mesures of field Centro Aziendale by sensor I005 which measures Soil Moisture.
Italy | Centro Aziendale | Sensors owned by UNISS | 8.6973 | 39.9449 | I005 | An advanced sensor capable of monitoring temperature and moisture at different depths. Useful for agronomic research activities. | ST04 | AC1F09FFFE04DB8D | soil_moisture_4 | Soil Moisture | The amount of moisture present in the soil, often expressed as a percentage of the maximum amount the soil could hold at a given temperature. | Percentage | % | Centro_Aziendale_I005_soil_moisture_4 | The datastream containing mesures of field Centro Aziendale by sensor I005 which measures Soil Moisture.
Italy | Centro Aziendale | Sensors owned by UNISS | 8.6973 | 39.9449 | I005 | An advanced sensor capable of monitoring temperature and moisture at different depths. Useful for agronomic research activities. | ST04 | AC1F09FFFE04DB8D | soil_moisture_5 | Soil Moisture | The amount of moisture present in the soil, often expressed as a percentage of the maximum amount the soil could hold at a given temperature. | Percentage | % | Centro_Aziendale_I005_soil_moisture_5 | The datastream containing mesures of field Centro Aziendale by sensor I005 which measures Soil Moisture.
Italy | Centro Aziendale | Sensors owned by UNISS | 8.6973 | 39.9449 | I005 | An advanced sensor capable of monitoring temperature and moisture at different depths. Useful for agronomic research activities. | ST04 | AC1F09FFFE04DB8D | soil_moisture_6 | Soil Moisture | The amount of moisture present in the soil, often expressed as a percentage of the maximum amount the soil could hold at a given temperature. | Percentage | % | Centro_Aziendale_I005_soil_moisture_6 | The datastream containing mesures of field Centro Aziendale by sensor I005 which measures Soil Moisture.
Italy | Centro Aziendale | Sensors owned by UNISS | 8.6973 | 39.9449 | I005 | An advanced sensor capable of monitoring temperature and moisture at different depths. Useful for agronomic research activities. | ST04 | AC1F09FFFE04DB8D | ambient_temperature | Air Temperature | The measure of the hotness or coldness of the air. | Degrees Celsius | ºC | Centro_Aziendale_I005_ambient_temperature | The datastream containing mesures of field Centro Aziendale by sensor I005 which measures Air Temperature.
Italy | Centro Aziendale | Sensors owned by UNISS | 8.6973 | 39.9449 | I005 | An advanced sensor capable of monitoring temperature and moisture at different depths. Useful for agronomic research activities. | ST04 | AC1F09FFFE04DB8D | soil_temperature_1 | Soil Temperature | The measure of temperature of the soil. | Degrees Celsius | ºC | Centro_Aziendale_I005_soil_temperature_1 | The datastream containing mesures of field Centro Aziendale by sensor I005 which measures Soil Temperature.
Italy | Centro Aziendale | Sensors owned by UNISS | 8.6973 | 39.9449 | I005 | An advanced sensor capable of monitoring temperature and moisture at different depths. Useful for agronomic research activities. | ST04 | AC1F09FFFE04DB8D | soil_temperature_2 | Soil Temperature | The measure of temperature of the soil. | Degrees Celsius | ºC | Centro_Aziendale_I005_soil_temperature_2 | The datastream containing mesures of field Centro Aziendale by sensor I005 which measures Soil Temperature.
Italy | Centro Aziendale | Sensors owned by UNISS | 8.6973 | 39.9449 | I005 | An advanced sensor capable of monitoring temperature and moisture at different depths. Useful for agronomic research activities. | ST04 | AC1F09FFFE04DB8D | soil_temperature_3 | Soil Temperature | The measure of temperature of the soil. | Degrees Celsius | ºC | Centro_Aziendale_I005_soil_temperature_3 | The datastream containing mesures of field Centro Aziendale by sensor I005 which measures Soil Temperature.
Italy | Centro Aziendale | Sensors owned by UNISS | 8.6973 | 39.9449 | I005 | An advanced sensor capable of monitoring temperature and moisture at different depths. Useful for agronomic research activities. | ST04 | AC1F09FFFE04DB8D | soil_temperature_4 | Soil Temperature | The measure of temperature of the soil. | Degrees Celsius | ºC | Centro_Aziendale_I005_soil_temperature_4 | The datastream containing mesures of field Centro Aziendale by sensor I005 which measures Soil Temperature.
Italy | Centro Aziendale | Sensors owned by UNISS | 8.6973 | 39.9449 | I005 | An advanced sensor capable of monitoring temperature and moisture at different depths. Useful for agronomic research activities. | ST04 | AC1F09FFFE04DB8D | soil_temperature_5 | Soil Temperature | The measure of temperature of the soil. | Degrees Celsius | ºC | Centro_Aziendale_I005_soil_temperature_5 | The datastream containing mesures of field Centro Aziendale by sensor I005 which measures Soil Temperature.
Italy | Centro Aziendale | Sensors owned by UNISS | 8.6973 | 39.9449 | I005 | An advanced sensor capable of monitoring temperature and moisture at different depths. Useful for agronomic research activities. | ST04 | AC1F09FFFE04DB8D | soil_temperature_6 | Soil Temperature | The measure of temperature of the soil. | Degrees Celsius | ºC | Centro_Aziendale_I005_soil_temperature_6 | The datastream containing mesures of field Centro Aziendale by sensor I005 which measures Soil Temperature.
Italy | Camedda | Sensors owned by UNISS | 8.7036 | 39.9483 | I006 | An advanced sensor capable of monitoring temperature and moisture at different depths. Useful for agronomic research activities. | ST04 | AC1F09FFFE04E488 | soil_moisture_1 | Soil Moisture | The amount of moisture present in the soil, often expressed as a percentage of the maximum amount the soil could hold at a given temperature. | Percentage | % | Camedda_I006_soil_moisture_1 | The datastream containing mesures of field Camedda by sensor I006 which measures Soil Moisture.
Italy | Camedda | Sensors owned by UNISS | 8.7036 | 39.9483 | I006 | An advanced sensor capable of monitoring temperature and moisture at different depths. Useful for agronomic research activities. | ST04 | AC1F09FFFE04E488 | soil_moisture_2 | Soil Moisture | The amount of moisture present in the soil, often expressed as a percentage of the maximum amount the soil could hold at a given temperature. | Percentage | % | Camedda_I006_soil_moisture_2 | The datastream containing mesures of field Camedda by sensor I006 which measures Soil Moisture.
Italy | Camedda | Sensors owned by UNISS | 8.7036 | 39.9483 | I006 | An advanced sensor capable of monitoring temperature and moisture at different depths. Useful for agronomic research activities. | ST04 | AC1F09FFFE04E488 | soil_moisture_3 | Soil Moisture | The amount of moisture present in the soil, often expressed as a percentage of the maximum amount the soil could hold at a given temperature. | Percentage | % | Camedda_I006_soil_moisture_3 | The datastream containing mesures of field Camedda by sensor I006 which measures Soil Moisture.
Italy | Camedda | Sensors owned by UNISS | 8.7036 | 39.9483 | I006 | An advanced sensor capable of monitoring temperature and moisture at different depths. Useful for agronomic research activities. | ST04 | AC1F09FFFE04E488 | soil_moisture_4 | Soil Moisture | The amount of moisture present in the soil, often expressed as a percentage of the maximum amount the soil could hold at a given temperature. | Percentage | % | Camedda_I006_soil_moisture_4 | The datastream containing mesures of field Camedda by sensor I006 which measures Soil Moisture.
Italy | Camedda | Sensors owned by UNISS | 8.7036 | 39.9483 | I006 | An advanced sensor capable of monitoring temperature and moisture at different depths. Useful for agronomic research activities. | ST04 | AC1F09FFFE04E488 | soil_moisture_5 | Soil Moisture | The amount of moisture present in the soil, often expressed as a percentage of the maximum amount the soil could hold at a given temperature. | Percentage | % | Camedda_I006_soil_moisture_5 | The datastream containing mesures of field Camedda by sensor I006 which measures Soil Moisture.
Italy | Camedda | Sensors owned by UNISS | 8.7036 | 39.9483 | I006 | An advanced sensor capable of monitoring temperature and moisture at different depths. Useful for agronomic research activities. | ST04 | AC1F09FFFE04E488 | soil_moisture_6 | Soil Moisture | The amount of moisture present in the soil, often expressed as a percentage of the maximum amount the soil could hold at a given temperature. | Percentage | % | Camedda_I006_soil_moisture_6 | The datastream containing mesures of field Camedda by sensor I006 which measures Soil Moisture.
Italy | Camedda | Sensors owned by UNISS | 8.7036 | 39.9483 | I006 | An advanced sensor capable of monitoring temperature and moisture at different depths. Useful for agronomic research activities. | ST04 | AC1F09FFFE04E488 | ambient_temperature | Air Temperature | The measure of the hotness or coldness of the air. | Degrees Celsius | ºC | Camedda_I006_ambient_temperature | The datastream containing mesures of field Camedda by sensor I006 which measures Air Temperature.
Italy | Camedda | Sensors owned by UNISS | 8.7036 | 39.9483 | I006 | An advanced sensor capable of monitoring temperature and moisture at different depths. Useful for agronomic research activities. | ST04 | AC1F09FFFE04E488 | soil_temperature_1 | Soil Temperature | The measure of temperature of the soil. | Degrees Celsius | ºC | Camedda_I006_soil_temperature_1 | The datastream containing mesures of field Camedda by sensor I006 which measures Soil Temperature.
Italy | Camedda | Sensors owned by UNISS | 8.7036 | 39.9483 | I006 | An advanced sensor capable of monitoring temperature and moisture at different depths. Useful for agronomic research activities. | ST04 | AC1F09FFFE04E488 | soil_temperature_2 | Soil Temperature | The measure of temperature of the soil. | Degrees Celsius | ºC | Camedda_I006_soil_temperature_2 | The datastream containing mesures of field Camedda by sensor I006 which measures Soil Temperature.
Italy | Camedda | Sensors owned by UNISS | 8.7036 | 39.9483 | I006 | An advanced sensor capable of monitoring temperature and moisture at different depths. Useful for agronomic research activities. | ST04 | AC1F09FFFE04E488 | soil_temperature_3 | Soil Temperature | The measure of temperature of the soil. | Degrees Celsius | ºC | Camedda_I006_soil_temperature_3 | The datastream containing mesures of field Camedda by sensor I006 which measures Soil Temperature.
Italy | Camedda | Sensors owned by UNISS | 8.7036 | 39.9483 | I006 | An advanced sensor capable of monitoring temperature and moisture at different depths. Useful for agronomic research activities. | ST04 | AC1F09FFFE04E488 | soil_temperature_4 | Soil Temperature | The measure of temperature of the soil. | Degrees Celsius | ºC | Camedda_I006_soil_temperature_4 | The datastream containing mesures of field Camedda by sensor I006 which measures Soil Temperature.
Italy | Camedda | Sensors owned by UNISS | 8.7036 | 39.9483 | I006 | An advanced sensor capable of monitoring temperature and moisture at different depths. Useful for agronomic research activities. | ST04 | AC1F09FFFE04E488 | soil_temperature_5 | Soil Temperature | The measure of temperature of the soil. | Degrees Celsius | ºC | Camedda_I006_soil_temperature_5 | The datastream containing mesures of field Camedda by sensor I006 which measures Soil Temperature.
Italy | Camedda | Sensors owned by UNISS | 8.7036 | 39.9483 | I006 | An advanced sensor capable of monitoring temperature and moisture at different depths. Useful for agronomic research activities. | ST04 | AC1F09FFFE04E488 | soil_temperature_6 | Soil Temperature | The measure of temperature of the soil. | Degrees Celsius | ºC | Camedda_I006_soil_temperature_6 | The datastream containing mesures of field Camedda by sensor I006 which measures Soil Temperature.
Italy | Perra 2 | Sensors owned by UNISS | 8.6819 | 39.9485 | I007 | An advanced sensor capable of monitoring temperature and moisture at different depths. Useful for agronomic research activities. | ST04 | AC1F09FFFE04E284 | soil_moisture_1 | Soil Moisture | The amount of moisture present in the soil, often expressed as a percentage of the maximum amount the soil could hold at a given temperature. | Percentage | % | Perra_2_I007_soil_moisture_1 | The datastream containing mesures of field Perra 2 by sensor I007 which measures Soil Moisture.
Italy | Perra 2 | Sensors owned by UNISS | 8.6819 | 39.9485 | I007 | An advanced sensor capable of monitoring temperature and moisture at different depths. Useful for agronomic research activities. | ST04 | AC1F09FFFE04E284 | soil_moisture_2 | Soil Moisture | The amount of moisture present in the soil, often expressed as a percentage of the maximum amount the soil could hold at a given temperature. | Percentage | % | Perra_2_I007_soil_moisture_2 | The datastream containing mesures of field Perra 2 by sensor I007 which measures Soil Moisture.
Italy | Perra 2 | Sensors owned by UNISS | 8.6819 | 39.9485 | I007 | An advanced sensor capable of monitoring temperature and moisture at different depths. Useful for agronomic research activities. | ST04 | AC1F09FFFE04E284 | soil_moisture_3 | Soil Moisture | The amount of moisture present in the soil, often expressed as a percentage of the maximum amount the soil could hold at a given temperature. | Percentage | % | Perra_2_I007_soil_moisture_3 | The datastream containing mesures of field Perra 2 by sensor I007 which measures Soil Moisture.
Italy | Perra 2 | Sensors owned by UNISS | 8.6819 | 39.9485 | I007 | An advanced sensor capable of monitoring temperature and moisture at different depths. Useful for agronomic research activities. | ST04 | AC1F09FFFE04E284 | soil_moisture_4 | Soil Moisture | The amount of moisture present in the soil, often expressed as a percentage of the maximum amount the soil could hold at a given temperature. | Percentage | % | Perra_2_I007_soil_moisture_4 | The datastream containing mesures of field Perra 2 by sensor I007 which measures Soil Moisture.
Italy | Perra 2 | Sensors owned by UNISS | 8.6819 | 39.9485 | I007 | An advanced sensor capable of monitoring temperature and moisture at different depths. Useful for agronomic research activities. | ST04 | AC1F09FFFE04E284 | soil_moisture_5 | Soil Moisture | The amount of moisture present in the soil, often expressed as a percentage of the maximum amount the soil could hold at a given temperature. | Percentage | % | Perra_2_I007_soil_moisture_5 | The datastream containing mesures of field Perra 2 by sensor I007 which measures Soil Moisture.
Italy | Perra 2 | Sensors owned by UNISS | 8.6819 | 39.9485 | I007 | An advanced sensor capable of monitoring temperature and moisture at different depths. Useful for agronomic research activities. | ST04 | AC1F09FFFE04E284 | soil_moisture_6 | Soil Moisture | The amount of moisture present in the soil, often expressed as a percentage of the maximum amount the soil could hold at a given temperature. | Percentage | % | Perra_2_I007_soil_moisture_6 | The datastream containing mesures of field Perra 2 by sensor I007 which measures Soil Moisture.
Italy | Perra 2 | Sensors owned by UNISS | 8.6819 | 39.9485 | I007 | An advanced sensor capable of monitoring temperature and moisture at different depths. Useful for agronomic research activities. | ST04 | AC1F09FFFE04E284 | ambient_temperature | Air Temperature | The measure of the hotness or coldness of the air. | Degrees Celsius | ºC | Perra_2_I007_ambient_temperature | The datastream containing mesures of field Perra 2 by sensor I007 which measures Air Temperature.
Italy | Perra 2 | Sensors owned by UNISS | 8.6819 | 39.9485 | I007 | An advanced sensor capable of monitoring temperature and moisture at different depths. Useful for agronomic research activities. | ST04 | AC1F09FFFE04E284 | soil_temperature_1 | Soil Temperature | The measure of temperature of the soil. | Degrees Celsius | ºC | Perra_2_I007_soil_temperature_1 | The datastream containing mesures of field Perra 2 by sensor I007 which measures Soil Temperature.
Italy | Perra 2 | Sensors owned by UNISS | 8.6819 | 39.9485 | I007 | An advanced sensor capable of monitoring temperature and moisture at different depths. Useful for agronomic research activities. | ST04 | AC1F09FFFE04E284 | soil_temperature_2 | Soil Temperature | The measure of temperature of the soil. | Degrees Celsius | ºC | Perra_2_I007_soil_temperature_2 | The datastream containing mesures of field Perra 2 by sensor I007 which measures Soil Temperature.
Italy | Perra 2 | Sensors owned by UNISS | 8.6819 | 39.9485 | I007 | An advanced sensor capable of monitoring temperature and moisture at different depths. Useful for agronomic research activities. | ST04 | AC1F09FFFE04E284 | soil_temperature_3 | Soil Temperature | The measure of temperature of the soil. | Degrees Celsius | ºC | Perra_2_I007_soil_temperature_3 | The datastream containing mesures of field Perra 2 by sensor I007 which measures Soil Temperature.
Italy | Perra 2 | Sensors owned by UNISS | 8.6819 | 39.9485 | I007 | An advanced sensor capable of monitoring temperature and moisture at different depths. Useful for agronomic research activities. | ST04 | AC1F09FFFE04E284 | soil_temperature_4 | Soil Temperature | The measure of temperature of the soil. | Degrees Celsius | ºC | Perra_2_I007_soil_temperature_4 | The datastream containing mesures of field Perra 2 by sensor I007 which measures Soil Temperature.
Italy | Perra 2 | Sensors owned by UNISS | 8.6819 | 39.9485 | I007 | An advanced sensor capable of monitoring temperature and moisture at different depths. Useful for agronomic research activities. | ST04 | AC1F09FFFE04E284 | soil_temperature_5 | Soil Temperature | The measure of temperature of the soil. | Degrees Celsius | ºC | Perra_2_I007_soil_temperature_5 | The datastream containing mesures of field Perra 2 by sensor I007 which measures Soil Temperature.
Italy | Perra 2 | Sensors owned by UNISS | 8.6819 | 39.9485 | I007 | An advanced sensor capable of monitoring temperature and moisture at different depths. Useful for agronomic research activities. | ST04 | AC1F09FFFE04E284 | soil_temperature_6 | Soil Temperature | The measure of temperature of the soil. | Degrees Celsius | ºC | Perra_2_I007_soil_temperature_6 | The datastream containing mesures of field Perra 2 by sensor I007 which measures Soil Temperature.
Italy | Mazzacaddeo | Sensors owned by UNISS | 8.6802 | 39.9487 | I008 | An advanced sensor capable of monitoring temperature and moisture at different depths. Useful for agronomic research activities. | ST04 | AC1F09FFFE04E2CB | soil_moisture_1 | Soil Moisture | The amount of moisture present in the soil, often expressed as a percentage of the maximum amount the soil could hold at a given temperature. | Percentage | % | Mazzacaddeo_I008_soil_moisture_1 | The datastream containing mesures of field Mazzacaddeo by sensor I008 which measures Soil Moisture.
Italy | Mazzacaddeo | Sensors owned by UNISS | 8.6802 | 39.9487 | I008 | An advanced sensor capable of monitoring temperature and moisture at different depths. Useful for agronomic research activities. | ST04 | AC1F09FFFE04E2CB | soil_moisture_2 | Soil Moisture | The amount of moisture present in the soil, often expressed as a percentage of the maximum amount the soil could hold at a given temperature. | Percentage | % | Mazzacaddeo_I008_soil_moisture_2 | The datastream containing mesures of field Mazzacaddeo by sensor I008 which measures Soil Moisture.
Italy | Mazzacaddeo | Sensors owned by UNISS | 8.6802 | 39.9487 | I008 | An advanced sensor capable of monitoring temperature and moisture at different depths. Useful for agronomic research activities. | ST04 | AC1F09FFFE04E2CB | soil_moisture_3 | Soil Moisture | The amount of moisture present in the soil, often expressed as a percentage of the maximum amount the soil could hold at a given temperature. | Percentage | % | Mazzacaddeo_I008_soil_moisture_3 | The datastream containing mesures of field Mazzacaddeo by sensor I008 which measures Soil Moisture.
Italy | Mazzacaddeo | Sensors owned by UNISS | 8.6802 | 39.9487 | I008 | An advanced sensor capable of monitoring temperature and moisture at different depths. Useful for agronomic research activities. | ST04 | AC1F09FFFE04E2CB | soil_moisture_4 | Soil Moisture | The amount of moisture present in the soil, often expressed as a percentage of the maximum amount the soil could hold at a given temperature. | Percentage | % | Mazzacaddeo_I008_soil_moisture_4 | The datastream containing mesures of field Mazzacaddeo by sensor I008 which measures Soil Moisture.
Italy | Mazzacaddeo | Sensors owned by UNISS | 8.6802 | 39.9487 | I008 | An advanced sensor capable of monitoring temperature and moisture at different depths. Useful for agronomic research activities. | ST04 | AC1F09FFFE04E2CB | soil_moisture_5 | Soil Moisture | The amount of moisture present in the soil, often expressed as a percentage of the maximum amount the soil could hold at a given temperature. | Percentage | % | Mazzacaddeo_I008_soil_moisture_5 | The datastream containing mesures of field Mazzacaddeo by sensor I008 which measures Soil Moisture.
Italy | Mazzacaddeo | Sensors owned by UNISS | 8.6802 | 39.9487 | I008 | An advanced sensor capable of monitoring temperature and moisture at different depths. Useful for agronomic research activities. | ST04 | AC1F09FFFE04E2CB | soil_moisture_6 | Soil Moisture | The amount of moisture present in the soil, often expressed as a percentage of the maximum amount the soil could hold at a given temperature. | Percentage | % | Mazzacaddeo_I008_soil_moisture_6 | The datastream containing mesures of field Mazzacaddeo by sensor I008 which measures Soil Moisture.
Italy | Mazzacaddeo | Sensors owned by UNISS | 8.6802 | 39.9487 | I008 | An advanced sensor capable of monitoring temperature and moisture at different depths. Useful for agronomic research activities. | ST04 | AC1F09FFFE04E2CB | ambient_temperature | Air Temperature | The measure of the hotness or coldness of the air. | Degrees Celsius | ºC | Mazzacaddeo_I008_ambient_temperature | The datastream containing mesures of field Mazzacaddeo by sensor I008 which measures Air Temperature.
Italy | Mazzacaddeo | Sensors owned by UNISS | 8.6802 | 39.9487 | I008 | An advanced sensor capable of monitoring temperature and moisture at different depths. Useful for agronomic research activities. | ST04 | AC1F09FFFE04E2CB | soil_temperature_1 | Soil Temperature | The measure of temperature of the soil. | Degrees Celsius | ºC | Mazzacaddeo_I008_soil_temperature_1 | The datastream containing mesures of field Mazzacaddeo by sensor I008 which measures Soil Temperature.
Italy | Mazzacaddeo | Sensors owned by UNISS | 8.6802 | 39.9487 | I008 | An advanced sensor capable of monitoring temperature and moisture at different depths. Useful for agronomic research activities. | ST04 | AC1F09FFFE04E2CB | soil_temperature_2 | Soil Temperature | The measure of temperature of the soil. | Degrees Celsius | ºC | Mazzacaddeo_I008_soil_temperature_2 | The datastream containing mesures of field Mazzacaddeo by sensor I008 which measures Soil Temperature.
Italy | Mazzacaddeo | Sensors owned by UNISS | 8.6802 | 39.9487 | I008 | An advanced sensor capable of monitoring temperature and moisture at different depths. Useful for agronomic research activities. | ST04 | AC1F09FFFE04E2CB | soil_temperature_3 | Soil Temperature | The measure of temperature of the soil. | Degrees Celsius | ºC | Mazzacaddeo_I008_soil_temperature_3 | The datastream containing mesures of field Mazzacaddeo by sensor I008 which measures Soil Temperature.
Italy | Mazzacaddeo | Sensors owned by UNISS | 8.6802 | 39.9487 | I008 | An advanced sensor capable of monitoring temperature and moisture at different depths. Useful for agronomic research activities. | ST04 | AC1F09FFFE04E2CB | soil_temperature_4 | Soil Temperature | The measure of temperature of the soil. | Degrees Celsius | ºC | Mazzacaddeo_I008_soil_temperature_4 | The datastream containing mesures of field Mazzacaddeo by sensor I008 which measures Soil Temperature.
Italy | Mazzacaddeo | Sensors owned by UNISS | 8.6802 | 39.9487 | I008 | An advanced sensor capable of monitoring temperature and moisture at different depths. Useful for agronomic research activities. | ST04 | AC1F09FFFE04E2CB | soil_temperature_5 | Soil Temperature | The measure of temperature of the soil. | Degrees Celsius | ºC | Mazzacaddeo_I008_soil_temperature_5 | The datastream containing mesures of field Mazzacaddeo by sensor I008 which measures Soil Temperature.
Italy | Mazzacaddeo | Sensors owned by UNISS | 8.6802 | 39.9487 | I008 | An advanced sensor capable of monitoring temperature and moisture at different depths. Useful for agronomic research activities. | ST04 | AC1F09FFFE04E2CB | soil_temperature_6 | Soil Temperature | The measure of temperature of the soil. | Degrees Celsius | ºC | Mazzacaddeo_I008_soil_temperature_6 | The datastream containing mesures of field Mazzacaddeo by sensor I008 which measures Soil Temperature.
Italy |  | Sensors owned by UNISS |  |  | I009 | An advanced sensor capable of monitoring temperature and moisture at different depths. Useful for agronomic research activities. | ST04 | AC1F09FFFE04E240 | soil_moisture_1 | Soil Moisture | The amount of moisture present in the soil, often expressed as a percentage of the maximum amount the soil could hold at a given temperature. | Percentage | % | _I009_soil_moisture_1 | The datastream containing mesures of field by sensor I009 which measures Soil Moisture.
Italy |  | Sensors owned by UNISS |  |  | I009 | An advanced sensor capable of monitoring temperature and moisture at different depths. Useful for agronomic research activities. | ST04 | AC1F09FFFE04E240 | soil_moisture_2 | Soil Moisture | The amount of moisture present in the soil, often expressed as a percentage of the maximum amount the soil could hold at a given temperature. | Percentage | % | _I009_soil_moisture_2 | The datastream containing mesures of field by sensor I009 which measures Soil Moisture.
Italy |  | Sensors owned by UNISS |  |  | I009 | An advanced sensor capable of monitoring temperature and moisture at different depths. Useful for agronomic research activities. | ST04 | AC1F09FFFE04E240 | soil_moisture_3 | Soil Moisture | The amount of moisture present in the soil, often expressed as a percentage of the maximum amount the soil could hold at a given temperature. | Percentage | % | _I009_soil_moisture_3 | The datastream containing mesures of field by sensor I009 which measures Soil Moisture.
Italy |  | Sensors owned by UNISS |  |  | I009 | An advanced sensor capable of monitoring temperature and moisture at different depths. Useful for agronomic research activities. | ST04 | AC1F09FFFE04E240 | soil_moisture_4 | Soil Moisture | The amount of moisture present in the soil, often expressed as a percentage of the maximum amount the soil could hold at a given temperature. | Percentage | % | _I009_soil_moisture_4 | The datastream containing mesures of field by sensor I009 which measures Soil Moisture.
Italy |  | Sensors owned by UNISS |  |  | I009 | An advanced sensor capable of monitoring temperature and moisture at different depths. Useful for agronomic research activities. | ST04 | AC1F09FFFE04E240 | soil_moisture_5 | Soil Moisture | The amount of moisture present in the soil, often expressed as a percentage of the maximum amount the soil could hold at a given temperature. | Percentage | % | _I009_soil_moisture_5 | The datastream containing mesures of field by sensor I009 which measures Soil Moisture.
Italy |  | Sensors owned by UNISS |  |  | I009 | An advanced sensor capable of monitoring temperature and moisture at different depths. Useful for agronomic research activities. | ST04 | AC1F09FFFE04E240 | soil_moisture_6 | Soil Moisture | The amount of moisture present in the soil, often expressed as a percentage of the maximum amount the soil could hold at a given temperature. | Percentage | % | _I009_soil_moisture_6 | The datastream containing mesures of field by sensor I009 which measures Soil Moisture.
Italy |  | Sensors owned by UNISS |  |  | I009 | An advanced sensor capable of monitoring temperature and moisture at different depths. Useful for agronomic research activities. | ST04 | AC1F09FFFE04E240 | ambient_temperature | Air Temperature | The measure of the hotness or coldness of the air. | Degrees Celsius | ºC | _I009_ambient_temperature | The datastream containing mesures of field by sensor I009 which measures Air Temperature.
Italy |  | Sensors owned by UNISS |  |  | I009 | An advanced sensor capable of monitoring temperature and moisture at different depths. Useful for agronomic research activities. | ST04 | AC1F09FFFE04E240 | soil_temperature_1 | Soil Temperature | The measure of temperature of the soil. | Degrees Celsius | ºC | _I009_soil_temperature_1 | The datastream containing mesures of field by sensor I009 which measures Soil Temperature.
Italy |  | Sensors owned by UNISS |  |  | I009 | An advanced sensor capable of monitoring temperature and moisture at different depths. Useful for agronomic research activities. | ST04 | AC1F09FFFE04E240 | soil_temperature_2 | Soil Temperature | The measure of temperature of the soil. | Degrees Celsius | ºC | _I009_soil_temperature_2 | The datastream containing mesures of field by sensor I009 which measures Soil Temperature.
Italy |  | Sensors owned by UNISS |  |  | I009 | An advanced sensor capable of monitoring temperature and moisture at different depths. Useful for agronomic research activities. | ST04 | AC1F09FFFE04E240 | soil_temperature_3 | Soil Temperature | The measure of temperature of the soil. | Degrees Celsius | ºC | _I009_soil_temperature_3 | The datastream containing mesures of field by sensor I009 which measures Soil Temperature.
Italy |  | Sensors owned by UNISS |  |  | I009 | An advanced sensor capable of monitoring temperature and moisture at different depths. Useful for agronomic research activities. | ST04 | AC1F09FFFE04E240 | soil_temperature_4 | Soil Temperature | The measure of temperature of the soil. | Degrees Celsius | ºC | _I009_soil_temperature_4 | The datastream containing mesures of field by sensor I009 which measures Soil Temperature.
Italy |  | Sensors owned by UNISS |  |  | I009 | An advanced sensor capable of monitoring temperature and moisture at different depths. Useful for agronomic research activities. | ST04 | AC1F09FFFE04E240 | soil_temperature_5 | Soil Temperature | The measure of temperature of the soil. | Degrees Celsius | ºC | _I009_soil_temperature_5 | The datastream containing mesures of field by sensor I009 which measures Soil Temperature.
Italy |  | Sensors owned by UNISS |  |  | I009 | An advanced sensor capable of monitoring temperature and moisture at different depths. Useful for agronomic research activities. | ST04 | AC1F09FFFE04E240 | soil_temperature_6 | Soil Temperature | The measure of temperature of the soil. | Degrees Celsius | ºC | _I009_soil_temperature_6 | The datastream containing mesures of field by sensor I009 which measures Soil Temperature.
Italy |  | Sensors owned by UNISS |  |  | I010 | An advanced sensor capable of monitoring temperature and moisture at different depths. Useful for agronomic research activities. | ST04 | AC1F09FFFE04E312 | soil_moisture_1 | Soil Moisture | The amount of moisture present in the soil, often expressed as a percentage of the maximum amount the soil could hold at a given temperature. | Percentage | % | _I010_soil_moisture_1 | The datastream containing mesures of field by sensor I010 which measures Soil Moisture.
Italy |  | Sensors owned by UNISS |  |  | I010 | An advanced sensor capable of monitoring temperature and moisture at different depths. Useful for agronomic research activities. | ST04 | AC1F09FFFE04E312 | soil_moisture_2 | Soil Moisture | The amount of moisture present in the soil, often expressed as a percentage of the maximum amount the soil could hold at a given temperature. | Percentage | % | _I010_soil_moisture_2 | The datastream containing mesures of field by sensor I010 which measures Soil Moisture.
Italy |  | Sensors owned by UNISS |  |  | I010 | An advanced sensor capable of monitoring temperature and moisture at different depths. Useful for agronomic research activities. | ST04 | AC1F09FFFE04E312 | soil_moisture_3 | Soil Moisture | The amount of moisture present in the soil, often expressed as a percentage of the maximum amount the soil could hold at a given temperature. | Percentage | % | _I010_soil_moisture_3 | The datastream containing mesures of field by sensor I010 which measures Soil Moisture.
Italy |  | Sensors owned by UNISS |  |  | I010 | An advanced sensor capable of monitoring temperature and moisture at different depths. Useful for agronomic research activities. | ST04 | AC1F09FFFE04E312 | soil_moisture_4 | Soil Moisture | The amount of moisture present in the soil, often expressed as a percentage of the maximum amount the soil could hold at a given temperature. | Percentage | % | _I010_soil_moisture_4 | The datastream containing mesures of field by sensor I010 which measures Soil Moisture.
Italy |  | Sensors owned by UNISS |  |  | I010 | An advanced sensor capable of monitoring temperature and moisture at different depths. Useful for agronomic research activities. | ST04 | AC1F09FFFE04E312 | soil_moisture_5 | Soil Moisture | The amount of moisture present in the soil, often expressed as a percentage of the maximum amount the soil could hold at a given temperature. | Percentage | % | _I010_soil_moisture_5 | The datastream containing mesures of field by sensor I010 which measures Soil Moisture.
Italy |  | Sensors owned by UNISS |  |  | I010 | An advanced sensor capable of monitoring temperature and moisture at different depths. Useful for agronomic research activities. | ST04 | AC1F09FFFE04E312 | soil_moisture_6 | Soil Moisture | The amount of moisture present in the soil, often expressed as a percentage of the maximum amount the soil could hold at a given temperature. | Percentage | % | _I010_soil_moisture_6 | The datastream containing mesures of field by sensor I010 which measures Soil Moisture.
Italy |  | Sensors owned by UNISS |  |  | I010 | An advanced sensor capable of monitoring temperature and moisture at different depths. Useful for agronomic research activities. | ST04 | AC1F09FFFE04E312 | ambient_temperature | Air Temperature | The measure of the hotness or coldness of the air. | Degrees Celsius | ºC | _I010_ambient_temperature | The datastream containing mesures of field by sensor I010 which measures Air Temperature.
Italy |  | Sensors owned by UNISS |  |  | I010 | An advanced sensor capable of monitoring temperature and moisture at different depths. Useful for agronomic research activities. | ST04 | AC1F09FFFE04E312 | soil_temperature_1 | Soil Temperature | The measure of temperature of the soil. | Degrees Celsius | ºC | _I010_soil_temperature_1 | The datastream containing mesures of field by sensor I010 which measures Soil Temperature.
Italy |  | Sensors owned by UNISS |  |  | I010 | An advanced sensor capable of monitoring temperature and moisture at different depths. Useful for agronomic research activities. | ST04 | AC1F09FFFE04E312 | soil_temperature_2 | Soil Temperature | The measure of temperature of the soil. | Degrees Celsius | ºC | _I010_soil_temperature_2 | The datastream containing mesures of field by sensor I010 which measures Soil Temperature.
Italy |  | Sensors owned by UNISS |  |  | I010 | An advanced sensor capable of monitoring temperature and moisture at different depths. Useful for agronomic research activities. | ST04 | AC1F09FFFE04E312 | soil_temperature_3 | Soil Temperature | The measure of temperature of the soil. | Degrees Celsius | ºC | _I010_soil_temperature_3 | The datastream containing mesures of field by sensor I010 which measures Soil Temperature.
Italy |  | Sensors owned by UNISS |  |  | I010 | An advanced sensor capable of monitoring temperature and moisture at different depths. Useful for agronomic research activities. | ST04 | AC1F09FFFE04E312 | soil_temperature_4 | Soil Temperature | The measure of temperature of the soil. | Degrees Celsius | ºC | _I010_soil_temperature_4 | The datastream containing mesures of field by sensor I010 which measures Soil Temperature.
Italy |  | Sensors owned by UNISS |  |  | I010 | An advanced sensor capable of monitoring temperature and moisture at different depths. Useful for agronomic research activities. | ST04 | AC1F09FFFE04E312 | soil_temperature_5 | Soil Temperature | The measure of temperature of the soil. | Degrees Celsius | ºC | _I010_soil_temperature_5 | The datastream containing mesures of field by sensor I010 which measures Soil Temperature.
Italy |  | Sensors owned by UNISS |  |  | I010 | An advanced sensor capable of monitoring temperature and moisture at different depths. Useful for agronomic research activities. | ST04 | AC1F09FFFE04E312 | soil_temperature_6 | Soil Temperature | The measure of temperature of the soil. | Degrees Celsius | ºC | _I010_soil_temperature_6 | The datastream containing mesures of field by sensor I010 which measures Soil Temperature.
Italy |  | Sensors owned by UNISS |  |  | I011 | Flussimeter |  |  | prev_eod_read |  | #N/A | #N/A | #N/A
[9 empty] | prev_base_read |  | #N/A | #N/A | #N/A
[9 empty] | delta_read_1 |  | #N/A | #N/A | #N/A
[9 empty] | delta_read_2 |  | #N/A | #N/A | #N/A
[9 empty] | delta_read_3 |  | #N/A | #N/A | #N/A
[9 empty] | delta_read_4 |  | #N/A | #N/A | #N/A
[9 empty] | delta_read_5 |  | #N/A | #N/A | #N/A
[9 empty] | delta_read_6 |  | #N/A | #N/A | #N/A
[9 empty] | delta_read_7 |  | #N/A | #N/A | #N/A
[9 empty] | delta_read_8 |  | #N/A | #N/A | #N/A
[9 empty] | delta_read_9 |  | #N/A | #N/A | #N/A
[9 empty] | delta_read_10 |  | #N/A | #N/A | #N/A
[9 empty] | delta_read_11 |  | #N/A | #N/A | #N/A
Jordan | z6-19947 | Weather station in Jordan managed with ZentraCloud | 35.6175 | 32.1905 | z6-19947 | A weather station in Jordan obtaining data from multiple sources | STATION | - | Air Temperature | Air Temperature | The measure of the hotness or coldness of the air. | Degrees Celsius | ºC | z6-19947_z6-19947_Air_Temperature | The datastream containing mesures of field z6-19947 by sensor z6-19947 which measures Air Temperature.
Jordan | z6-19947 | Weather station in Jordan managed with ZentraCloud | 35.6175 | 32.1905 | z6-19947 | A weather station in Jordan obtaining data from multiple sources | STATION | - | Atmospheric Pressure | Atmospheric Pressure | The force exerted by the weight of the air above a given point on Earth's surface, which can vary with changes in weather and altitude. | Kilopascal | kPa | z6-19947_z6-19947_Atmospheric_Pressure | The datastream containing mesures of field z6-19947 by sensor z6-19947 which measures Atmospheric Pressure.
Jordan | z6-19947 | Weather station in Jordan managed with ZentraCloud | 35.6175 | 32.1905 | z6-19947 | A weather station in Jordan obtaining data from multiple sources | STATION | - | Battery Percent | Battery Level | The percentage of battery level associated to the specific sensor. | Percentage | % | z6-19947_z6-19947_Battery_Percent | The datastream containing mesures of field z6-19947 by sensor z6-19947 which measures Battery Level.
Jordan | z6-19947 | Weather station in Jordan managed with ZentraCloud | 35.6175 | 32.1905 | z6-19947 | A weather station in Jordan obtaining data from multiple sources | STATION | - | Battery Voltage | Battery Voltage | The electrical potential in a battery, indicating its charge level. | Millivolts | mV | z6-19947_z6-19947_Battery_Voltage | The datastream containing mesures of field z6-19947 by sensor z6-19947 which measures Battery Voltage.
Jordan | z6-19947 | Weather station in Jordan managed with ZentraCloud | 35.6175 | 32.1905 | z6-19947 | A weather station in Jordan obtaining data from multiple sources | STATION | - | Gust Speed | Gust Speed | The maximum sudden burst of wind speed. | Meters per second | m/s | z6-19947_z6-19947_Gust_Speed | The datastream containing mesures of field z6-19947 by sensor z6-19947 which measures Gust Speed.
Jordan | z6-19947 | Weather station in Jordan managed with ZentraCloud | 35.6175 | 32.1905 | z6-19947 | A weather station in Jordan obtaining data from multiple sources | STATION | - | Lightning Activity | Lightning Activity | The occurrence of electrical discharges in the atmosphere, typically during thunderstorms. | N/A | N/A | z6-19947_z6-19947_Lightning_Activity | The datastream containing mesures of field z6-19947 by sensor z6-19947 which measures Lightning Activity.
Jordan | z6-19947 | Weather station in Jordan managed with ZentraCloud | 35.6175 | 32.1905 | z6-19947 | A weather station in Jordan obtaining data from multiple sources | STATION | - | Lightning Distance | Lightning Distance | The distance from a location to the nearest lightning strike. | Kilometers | km | z6-19947_z6-19947_Lightning_Distance | The datastream containing mesures of field z6-19947 by sensor z6-19947 which measures Lightning Distance.
Jordan | z6-19947 | Weather station in Jordan managed with ZentraCloud | 35.6175 | 32.1905 | z6-19947 | A weather station in Jordan obtaining data from multiple sources | STATION | - | Logger Temperature | Logger Temperature | The temperature measured by a data logger or recording device. | Degrees Celsius | ºC | z6-19947_z6-19947_Logger_Temperature | The datastream containing mesures of field z6-19947 by sensor z6-19947 which measures Logger Temperature.
Jordan | z6-19947 | Weather station in Jordan managed with ZentraCloud | 35.6175 | 32.1905 | z6-19947 | A weather station in Jordan obtaining data from multiple sources | STATION | - | Max Precip Rate | Max Precipitation Rate | The highest rate at which rain or other forms of precipitation fall in a given period. | Millimeters per hour | mm/h | z6-19947_z6-19947_Max_Precip_Rate | The datastream containing mesures of field z6-19947 by sensor z6-19947 which measures Max Precipitation Rate.
Jordan | z6-19947 | Weather station in Jordan managed with ZentraCloud | 35.6175 | 32.1905 | z6-19947 | A weather station in Jordan obtaining data from multiple sources | STATION | - | Precipitation | Precipitation | Any form of water, liquid or solid, falling from the sky, such as rain, snow, or sleet. | Millimeters | mm | z6-19947_z6-19947_Precipitation | The datastream containing mesures of field z6-19947 by sensor z6-19947 which measures Precipitation.
Jordan | z6-19947 | Weather station in Jordan managed with ZentraCloud | 35.6175 | 32.1905 | z6-19947 | A weather station in Jordan obtaining data from multiple sources | STATION | - | RH Sensor Temp | RH Sensor Temp | The temperature at which a relative humidity sensor operates. | Degrees Celsius | ºC | z6-19947_z6-19947_RH_Sensor_Temp | The datastream containing mesures of field z6-19947 by sensor z6-19947 which measures RH Sensor Temp.
Jordan | z6-19947 | Weather station in Jordan managed with ZentraCloud | 35.6175 | 32.1905 | z6-19947 | A weather station in Jordan obtaining data from multiple sources | STATION | - | Reference Pressure | Reference Pressure | A standard pressure value used as a basis for comparison in meteorology. | Kilopascal | kPa | z6-19947_z6-19947_Reference_Pressure | The datastream containing mesures of field z6-19947 by sensor z6-19947 which measures Reference Pressure.
Jordan | z6-19947 | Weather station in Jordan managed with ZentraCloud | 35.6175 | 32.1905 | z6-19947 | A weather station in Jordan obtaining data from multiple sources | STATION | - | Solar Radiation | Solar Radiation | Energy from the sun in the form of electromagnetic waves. | Watts per square meter | W/m² | z6-19947_z6-19947_Solar_Radiation | The datastream containing mesures of field z6-19947 by sensor z6-19947 which measures Solar Radiation.
Jordan | z6-19947 | Weather station in Jordan managed with ZentraCloud | 35.6175 | 32.1905 | z6-19947 | A weather station in Jordan obtaining data from multiple sources | STATION | - | Temperature | Temperature | The measure of the hotness or coldness of something. | Degrees Celsius | ºC | z6-19947_z6-19947_Temperature | The datastream containing mesures of field z6-19947 by sensor z6-19947 which measures Temperature.
Jordan | z6-19947 | Weather station in Jordan managed with ZentraCloud | 35.6175 | 32.1905 | z6-19947 | A weather station in Jordan obtaining data from multiple sources | STATION | - | VPD | VPD | The difference between the amount of moisture in the air and the maximum amount of moisture the air can hold at a given temperature. | Kilopascal | kPa | z6-19947_z6-19947_VPD | The datastream containing mesures of field z6-19947 by sensor z6-19947 which measures VPD.
Jordan | z6-19947 | Weather station in Jordan managed with ZentraCloud | 35.6175 | 32.1905 | z6-19947 | A weather station in Jordan obtaining data from multiple sources | STATION | - | Vapor Pressure | Vapor Pressure | The pressure exerted by water vapor in the air. | Kilopascal | kPa | z6-19947_z6-19947_Vapor_Pressure | The datastream containing mesures of field z6-19947 by sensor z6-19947 which measures Vapor Pressure.
Jordan | z6-19947 | Weather station in Jordan managed with ZentraCloud | 35.6175 | 32.1905 | z6-19947 | A weather station in Jordan obtaining data from multiple sources | STATION | - | Wind Direction | Wind Direction | The compass direction from which the wind is blowing. | Degrees | º | z6-19947_z6-19947_Wind_Direction | The datastream containing mesures of field z6-19947 by sensor z6-19947 which measures Wind Direction.
Jordan | z6-19947 | Weather station in Jordan managed with ZentraCloud | 35.6175 | 32.1905 | z6-19947 | A weather station in Jordan obtaining data from multiple sources | STATION | - | Wind Speed | Wind Speed | The rate at which the air is moving horizontally, often measured in miles per hour or meters per second. | Meters per second | m/s | z6-19947_z6-19947_Wind_Speed | The datastream containing mesures of field z6-19947 by sensor z6-19947 which measures Wind Speed.
Jordan | z6-19947 | Weather station in Jordan managed with ZentraCloud | 35.6175 | 32.1905 | z6-19947 | A weather station in Jordan obtaining data from multiple sources | STATION | - | X-axis Level | X-axis Level | The position or value along the horizontal axis of a graph or coordinate system. | Degrees | º | z6-19947_z6-19947_X-axis_Level | The datastream containing mesures of field z6-19947 by sensor z6-19947 which measures X-axis Level.
Jordan | z6-19947 | Weather station in Jordan managed with ZentraCloud | 35.6175 | 32.1905 | z6-19947 | A weather station in Jordan obtaining data from multiple sources | STATION | - | Y-axis Level | Y-axis Level | The position or value along the vertical axis of a graph or coordinate system. | Degrees | º | z6-19947_z6-19947_Y-axis_Level | The datastream containing mesures of field z6-19947 by sensor z6-19947 which measures Y-axis Level.
Jordan | z6-19948 | Weather station in Jordan managed with ZentraCloud | 35.5688 | 31.9278 | z6-19948 | A weather station in Jordan obtaining data from multiple sources | STATION | - | Air Temperature | Air Temperature | The measure of the hotness or coldness of the air. | Degrees Celsius | ºC | z6-19948_z6-19948_Air_Temperature | The datastream containing mesures of field z6-19948 by sensor z6-19948 which measures Air Temperature.
Jordan | z6-19948 | Weather station in Jordan managed with ZentraCloud | 35.5688 | 31.9278 | z6-19948 | A weather station in Jordan obtaining data from multiple sources | STATION | - | Atmospheric Pressure | Atmospheric Pressure | The force exerted by the weight of the air above a given point on Earth's surface, which can vary with changes in weather and altitude. | Kilopascal | kPa | z6-19948_z6-19948_Atmospheric_Pressure | The datastream containing mesures of field z6-19948 by sensor z6-19948 which measures Atmospheric Pressure.
Jordan | z6-19948 | Weather station in Jordan managed with ZentraCloud | 35.5688 | 31.9278 | z6-19948 | A weather station in Jordan obtaining data from multiple sources | STATION | - | Battery Percent | Battery Level | The percentage of battery level associated to the specific sensor. | Percentage | % | z6-19948_z6-19948_Battery_Percent | The datastream containing mesures of field z6-19948 by sensor z6-19948 which measures Battery Level.
Jordan | z6-19948 | Weather station in Jordan managed with ZentraCloud | 35.5688 | 31.9278 | z6-19948 | A weather station in Jordan obtaining data from multiple sources | STATION | - | Battery Voltage | Battery Voltage | The electrical potential in a battery, indicating its charge level. | Millivolts | mV | z6-19948_z6-19948_Battery_Voltage | The datastream containing mesures of field z6-19948 by sensor z6-19948 which measures Battery Voltage.
Jordan | z6-19948 | Weather station in Jordan managed with ZentraCloud | 35.5688 | 31.9278 | z6-19948 | A weather station in Jordan obtaining data from multiple sources | STATION | - | Gust Speed | Gust Speed | The maximum sudden burst of wind speed. | Meters per second | m/s | z6-19948_z6-19948_Gust_Speed | The datastream containing mesures of field z6-19948 by sensor z6-19948 which measures Gust Speed.
Jordan | z6-19948 | Weather station in Jordan managed with ZentraCloud | 35.5688 | 31.9278 | z6-19948 | A weather station in Jordan obtaining data from multiple sources | STATION | - | Lightning Activity | Lightning Activity | The occurrence of electrical discharges in the atmosphere, typically during thunderstorms. | N/A | N/A | z6-19948_z6-19948_Lightning_Activity | The datastream containing mesures of field z6-19948 by sensor z6-19948 which measures Lightning Activity.
Jordan | z6-19948 | Weather station in Jordan managed with ZentraCloud | 35.5688 | 31.9278 | z6-19948 | A weather station in Jordan obtaining data from multiple sources | STATION | - | Lightning Distance | Lightning Distance | The distance from a location to the nearest lightning strike. | Kilometers | km | z6-19948_z6-19948_Lightning_Distance | The datastream containing mesures of field z6-19948 by sensor z6-19948 which measures Lightning Distance.
Jordan | z6-19948 | Weather station in Jordan managed with ZentraCloud | 35.5688 | 31.9278 | z6-19948 | A weather station in Jordan obtaining data from multiple sources | STATION | - | Logger Temperature | Logger Temperature | The temperature measured by a data logger or recording device. | Degrees Celsius | ºC | z6-19948_z6-19948_Logger_Temperature | The datastream containing mesures of field z6-19948 by sensor z6-19948 which measures Logger Temperature.
Jordan | z6-19948 | Weather station in Jordan managed with ZentraCloud | 35.5688 | 31.9278 | z6-19948 | A weather station in Jordan obtaining data from multiple sources | STATION | - | Max Precip Rate | Max Precipitation Rate | The highest rate at which rain or other forms of precipitation fall in a given period. | Millimeters per hour | mm/h | z6-19948_z6-19948_Max_Precip_Rate | The datastream containing mesures of field z6-19948 by sensor z6-19948 which measures Max Precipitation Rate.
Jordan | z6-19948 | Weather station in Jordan managed with ZentraCloud | 35.5688 | 31.9278 | z6-19948 | A weather station in Jordan obtaining data from multiple sources | STATION | - | Precipitation | Precipitation | Any form of water, liquid or solid, falling from the sky, such as rain, snow, or sleet. | Millimeters | mm | z6-19948_z6-19948_Precipitation | The datastream containing mesures of field z6-19948 by sensor z6-19948 which measures Precipitation.
Jordan | z6-19948 | Weather station in Jordan managed with ZentraCloud | 35.5688 | 31.9278 | z6-19948 | A weather station in Jordan obtaining data from multiple sources | STATION | - | RH Sensor Temp | RH Sensor Temp | The temperature at which a relative humidity sensor operates. | Degrees Celsius | ºC | z6-19948_z6-19948_RH_Sensor_Temp | The datastream containing mesures of field z6-19948 by sensor z6-19948 which measures RH Sensor Temp.
Jordan | z6-19948 | Weather station in Jordan managed with ZentraCloud | 35.5688 | 31.9278 | z6-19948 | A weather station in Jordan obtaining data from multiple sources | STATION | - | Reference Pressure | Reference Pressure | A standard pressure value used as a basis for comparison in meteorology. | Kilopascal | kPa | z6-19948_z6-19948_Reference_Pressure | The datastream containing mesures of field z6-19948 by sensor z6-19948 which measures Reference Pressure.
Jordan | z6-19948 | Weather station in Jordan managed with ZentraCloud | 35.5688 | 31.9278 | z6-19948 | A weather station in Jordan obtaining data from multiple sources | STATION | - | Solar Radiation | Solar Radiation | Energy from the sun in the form of electromagnetic waves. | Watts per square meter | W/m² | z6-19948_z6-19948_Solar_Radiation | The datastream containing mesures of field z6-19948 by sensor z6-19948 which measures Solar Radiation.
Jordan | z6-19948 | Weather station in Jordan managed with ZentraCloud | 35.5688 | 31.9278 | z6-19948 | A weather station in Jordan obtaining data from multiple sources | STATION | - | Temperature | Temperature | The measure of the hotness or coldness of something. | Degrees Celsius | ºC | z6-19948_z6-19948_Temperature | The datastream containing mesures of field z6-19948 by sensor z6-19948 which measures Temperature.
Jordan | z6-19948 | Weather station in Jordan managed with ZentraCloud | 35.5688 | 31.9278 | z6-19948 | A weather station in Jordan obtaining data from multiple sources | STATION | - | VPD | VPD | The difference between the amount of moisture in the air and the maximum amount of moisture the air can hold at a given temperature. | Kilopascal | kPa | z6-19948_z6-19948_VPD | The datastream containing mesures of field z6-19948 by sensor z6-19948 which measures VPD.
Jordan | z6-19948 | Weather station in Jordan managed with ZentraCloud | 35.5688 | 31.9278 | z6-19948 | A weather station in Jordan obtaining data from multiple sources | STATION | - | Vapor Pressure | Vapor Pressure | The pressure exerted by water vapor in the air. | Kilopascal | kPa | z6-19948_z6-19948_Vapor_Pressure | The datastream containing mesures of field z6-19948 by sensor z6-19948 which measures Vapor Pressure.
Jordan | z6-19948 | Weather station in Jordan managed with ZentraCloud | 35.5688 | 31.9278 | z6-19948 | A weather station in Jordan obtaining data from multiple sources | STATION | - | Wind Direction | Wind Direction | The compass direction from which the wind is blowing. | Degrees | º | z6-19948_z6-19948_Wind_Direction | The datastream containing mesures of field z6-19948 by sensor z6-19948 which measures Wind Direction.
Jordan | z6-19948 | Weather station in Jordan managed with ZentraCloud | 35.5688 | 31.9278 | z6-19948 | A weather station in Jordan obtaining data from multiple sources | STATION | - | Wind Speed | Wind Speed | The rate at which the air is moving horizontally, often measured in miles per hour or meters per second. | Meters per second | m/s | z6-19948_z6-19948_Wind_Speed | The datastream containing mesures of field z6-19948 by sensor z6-19948 which measures Wind Speed.
Jordan | z6-19948 | Weather station in Jordan managed with ZentraCloud | 35.5688 | 31.9278 | z6-19948 | A weather station in Jordan obtaining data from multiple sources | STATION | - | X-axis Level | X-axis Level | The position or value along the horizontal axis of a graph or coordinate system. | Degrees | º | z6-19948_z6-19948_X-axis_Level | The datastream containing mesures of field z6-19948 by sensor z6-19948 which measures X-axis Level.
Jordan | z6-19948 | Weather station in Jordan managed with ZentraCloud | 35.5688 | 31.9278 | z6-19948 | A weather station in Jordan obtaining data from multiple sources | STATION | - | Y-axis Level | Y-axis Level | The position or value along the vertical axis of a graph or coordinate system. | Degrees | º | z6-19948_z6-19948_Y-axis_Level | The datastream containing mesures of field z6-19948 by sensor z6-19948 which measures Y-axis Level.
Lebanon | 000008DD | Weather station in Lebanon managed with FieldClimate | 36.0464 | 34.0095 | 000008DD | A weather station in Lebanon obtaining data from multiple sources | STATION | - | Wind direction avg | Wind Direction | The compass direction from which the wind is blowing. | Degrees | º | 000008DD_000008DD_Wind_direction_avg | The datastream containing mesures of field 000008DD by sensor 000008DD which measures Wind Direction.
Lebanon | 000008DD | Weather station in Lebanon managed with FieldClimate | 36.0464 | 34.0095 | 000008DD | A weather station in Lebanon obtaining data from multiple sources | STATION | - | Wind direction last | Wind Direction | The compass direction from which the wind is blowing. | Degrees | º | 000008DD_000008DD_Wind_direction_last | The datastream containing mesures of field 000008DD by sensor 000008DD which measures Wind Direction.
Lebanon | 000008DD | Weather station in Lebanon managed with FieldClimate | 36.0464 | 34.0095 | 000008DD | A weather station in Lebanon obtaining data from multiple sources | STATION | - | Precipitation sum | Precipitation | Any form of water, liquid or solid, falling from the sky, such as rain, snow, or sleet. | Millimeters | mm | 000008DD_000008DD_Precipitation_sum | The datastream containing mesures of field 000008DD by sensor 000008DD which measures Precipitation.
Lebanon | 000008DD | Weather station in Lebanon managed with FieldClimate | 36.0464 | 34.0095 | 000008DD | A weather station in Lebanon obtaining data from multiple sources | STATION | - | Wind speed avg | Wind Speed | The rate at which the air is moving horizontally, often measured in miles per hour or meters per second. | Meters per second | m/s | 000008DD_000008DD_Wind_speed_avg | The datastream containing mesures of field 000008DD by sensor 000008DD which measures Wind Speed.
Lebanon | 000008DD | Weather station in Lebanon managed with FieldClimate | 36.0464 | 34.0095 | 000008DD | A weather station in Lebanon obtaining data from multiple sources | STATION | - | Wind speed max | Wind Speed | The rate at which the air is moving horizontally, often measured in miles per hour or meters per second. | Meters per second | m/s | 000008DD_000008DD_Wind_speed_max | The datastream containing mesures of field 000008DD by sensor 000008DD which measures Wind Speed.
Lebanon | 000008DD | Weather station in Lebanon managed with FieldClimate | 36.0464 | 34.0095 | 000008DD | A weather station in Lebanon obtaining data from multiple sources | STATION | - | Battery last | Battery Level | The percentage of battery level associated to the specific sensor. | Percentage | % | 000008DD_000008DD_Battery_last | The datastream containing mesures of field 000008DD by sensor 000008DD which measures Battery Level.
Lebanon | 000008DD | Weather station in Lebanon managed with FieldClimate | 36.0464 | 34.0095 | 000008DD | A weather station in Lebanon obtaining data from multiple sources | STATION | - | Leaf Wetness time | Leaf Wetness | The presence of moisture on the surface of plant leaves, often indicating favorable conditions for disease development. | - | - | 000008DD_000008DD_Leaf_Wetness_time | The datastream containing mesures of field 000008DD by sensor 000008DD which measures Leaf Wetness.
Lebanon | 000008DD | Weather station in Lebanon managed with FieldClimate | 36.0464 | 34.0095 | 000008DD | A weather station in Lebanon obtaining data from multiple sources | STATION | - | HC Air temperature avg | Air Temperature | The measure of the hotness or coldness of the air. | Degrees Celsius | ºC | 000008DD_000008DD_HC_Air_temperature_avg | The datastream containing mesures of field 000008DD by sensor 000008DD which measures Air Temperature.
Lebanon | 000008DD | Weather station in Lebanon managed with FieldClimate | 36.0464 | 34.0095 | 000008DD | A weather station in Lebanon obtaining data from multiple sources | STATION | - | HC Air temperature max | Air Temperature | The measure of the hotness or coldness of the air. | Degrees Celsius | ºC | 000008DD_000008DD_HC_Air_temperature_max | The datastream containing mesures of field 000008DD by sensor 000008DD which measures Air Temperature.
Lebanon | 000008DD | Weather station in Lebanon managed with FieldClimate | 36.0464 | 34.0095 | 000008DD | A weather station in Lebanon obtaining data from multiple sources | STATION | - | HC Air temperature min | Air Temperature | The measure of the hotness or coldness of the air. | Degrees Celsius | ºC | 000008DD_000008DD_HC_Air_temperature_min | The datastream containing mesures of field 000008DD by sensor 000008DD which measures Air Temperature.
Lebanon | 000008DD | Weather station in Lebanon managed with FieldClimate | 36.0464 | 34.0095 | 000008DD | A weather station in Lebanon obtaining data from multiple sources | STATION | - | HC Relative humidity avg | Air Humidity | The amount of moisture or water vapor present in the air, often expressed as a percentage of the maximum amount the air could hold at a given temperature. | Percentage | % | 000008DD_000008DD_HC_Relative_humidity_avg | The datastream containing mesures of field 000008DD by sensor 000008DD which measures Air Humidity.
Lebanon | 000008DD | Weather station in Lebanon managed with FieldClimate | 36.0464 | 34.0095 | 000008DD | A weather station in Lebanon obtaining data from multiple sources | STATION | - | HC Relative humidity max | Air Humidity | The amount of moisture or water vapor present in the air, often expressed as a percentage of the maximum amount the air could hold at a given temperature. | Percentage | % | 000008DD_000008DD_HC_Relative_humidity_max | The datastream containing mesures of field 000008DD by sensor 000008DD which measures Air Humidity.
Lebanon | 000008DD | Weather station in Lebanon managed with FieldClimate | 36.0464 | 34.0095 | 000008DD | A weather station in Lebanon obtaining data from multiple sources | STATION | - | HC Relative humidity min | Air Humidity | The amount of moisture or water vapor present in the air, often expressed as a percentage of the maximum amount the air could hold at a given temperature. | Percentage | % | 000008DD_000008DD_HC_Relative_humidity_min | The datastream containing mesures of field 000008DD by sensor 000008DD which measures Air Humidity.
Lebanon | 000008DD | Weather station in Lebanon managed with FieldClimate | 36.0464 | 34.0095 | 000008DD | A weather station in Lebanon obtaining data from multiple sources | STATION | - | Dew Point avg | Dew Point | The temperature at which air becomes saturated with moisture, leading to the formation of dew or condensation. | Degrees Celsius | ºC | 000008DD_000008DD_Dew_Point_avg | The datastream containing mesures of field 000008DD by sensor 000008DD which measures Dew Point.
Lebanon | 000008DD | Weather station in Lebanon managed with FieldClimate | 36.0464 | 34.0095 | 000008DD | A weather station in Lebanon obtaining data from multiple sources | STATION | - | Dew Point min | Dew Point | The temperature at which air becomes saturated with moisture, leading to the formation of dew or condensation. | Degrees Celsius | ºC | 000008DD_000008DD_Dew_Point_min | The datastream containing mesures of field 000008DD by sensor 000008DD which measures Dew Point.
Lebanon | 000008DD | Weather station in Lebanon managed with FieldClimate | 36.0464 | 34.0095 | 000008DD | A weather station in Lebanon obtaining data from multiple sources | STATION | - | Air pressure avg | Atmospheric Pressure | The force exerted by the weight of the air above a given point on Earth's surface, which can vary with changes in weather and altitude. | Kilopascal | kPa | 000008DD_000008DD_Air_pressure_avg | The datastream containing mesures of field 000008DD by sensor 000008DD which measures Atmospheric Pressure.
Lebanon | 000008DD | Weather station in Lebanon managed with FieldClimate | 36.0464 | 34.0095 | 000008DD | A weather station in Lebanon obtaining data from multiple sources | STATION | - | Air pressure max | Atmospheric Pressure | The force exerted by the weight of the air above a given point on Earth's surface, which can vary with changes in weather and altitude. | Kilopascal | kPa | 000008DD_000008DD_Air_pressure_max | The datastream containing mesures of field 000008DD by sensor 000008DD which measures Atmospheric Pressure.
Lebanon | 000008DD | Weather station in Lebanon managed with FieldClimate | 36.0464 | 34.0095 | 000008DD | A weather station in Lebanon obtaining data from multiple sources | STATION | - | Air pressure min | Atmospheric Pressure | The force exerted by the weight of the air above a given point on Earth's surface, which can vary with changes in weather and altitude. | Kilopascal | kPa | 000008DD_000008DD_Air_pressure_min | The datastream containing mesures of field 000008DD by sensor 000008DD which measures Atmospheric Pressure.
Lebanon | 000008DD | Weather station in Lebanon managed with FieldClimate | 36.0464 | 34.0095 | 000008DD | A weather station in Lebanon obtaining data from multiple sources | STATION | - | Wind orientation | Wind Direction | The compass direction from which the wind is blowing. | Degrees | º | 000008DD_000008DD_Wind_orientation | The datastream containing mesures of field 000008DD by sensor 000008DD which measures Wind Direction.
Lebanon | 000008DD | Weather station in Lebanon managed with FieldClimate | 36.0464 | 34.0095 | 000008DD | A weather station in Lebanon obtaining data from multiple sources | STATION | - | Midnight | Midnight | The point in time at the middle of the night, commonly defined as 12:00 AM. | - | - | 000008DD_000008DD_Midnight | The datastream containing mesures of field 000008DD by sensor 000008DD which measures Midnight.
Lebanon | 000008E0 | Weather station in Lebanon managed with FieldClimate | 35.6675 | 33.5403 | 000008E0 | A weather station in Lebanon obtaining data from multiple sources | STATION | - | Solar Panel last | Solar Panel | A device that converts sunlight into electricity by harnessing the photovoltaic effect. | - | - | 000008E0_000008E0_Solar_Panel_last | The datastream containing mesures of field 000008E0 by sensor 000008E0 which measures Solar Panel.
Lebanon | 000008E0 | Weather station in Lebanon managed with FieldClimate | 35.6675 | 33.5403 | 000008E0 | A weather station in Lebanon obtaining data from multiple sources | STATION | - | Precipitation sum | Precipitation | Any form of water, liquid or solid, falling from the sky, such as rain, snow, or sleet. | Millimeters | mm | 000008E0_000008E0_Precipitation_sum | The datastream containing mesures of field 000008E0 by sensor 000008E0 which measures Precipitation.
Lebanon | 000008E0 | Weather station in Lebanon managed with FieldClimate | 35.6675 | 33.5403 | 000008E0 | A weather station in Lebanon obtaining data from multiple sources | STATION | - | Battery last | Battery Level | The percentage of battery level associated to the specific sensor. | Percentage | % | 000008E0_000008E0_Battery_last | The datastream containing mesures of field 000008E0 by sensor 000008E0 which measures Battery Level.
Lebanon | 000008E0 | Weather station in Lebanon managed with FieldClimate | 35.6675 | 33.5403 | 000008E0 | A weather station in Lebanon obtaining data from multiple sources | STATION | - | Leaf Wetness time | Leaf Wetness | The presence of moisture on the surface of plant leaves, often indicating favorable conditions for disease development. | - | - | 000008E0_000008E0_Leaf_Wetness_time | The datastream containing mesures of field 000008E0 by sensor 000008E0 which measures Leaf Wetness.
Lebanon | 000008E0 | Weather station in Lebanon managed with FieldClimate | 35.6675 | 33.5403 | 000008E0 | A weather station in Lebanon obtaining data from multiple sources | STATION | - | HC Serial Number last | Serial Number | A unique identifier assigned to an individual item, facilitating its tracking and differentiation from others. | - | - | 000008E0_000008E0_HC_Serial_Number_last | The datastream containing mesures of field 000008E0 by sensor 000008E0 which measures Serial Number.
Lebanon | 000008E0 | Weather station in Lebanon managed with FieldClimate | 35.6675 | 33.5403 | 000008E0 | A weather station in Lebanon obtaining data from multiple sources | STATION | - | HC Air temperature avg | Air Temperature | The measure of the hotness or coldness of the air. | Degrees Celsius | ºC | 000008E0_000008E0_HC_Air_temperature_avg | The datastream containing mesures of field 000008E0 by sensor 000008E0 which measures Air Temperature.
Lebanon | 000008E0 | Weather station in Lebanon managed with FieldClimate | 35.6675 | 33.5403 | 000008E0 | A weather station in Lebanon obtaining data from multiple sources | STATION | - | HC Air temperature max | Air Temperature | The measure of the hotness or coldness of the air. | Degrees Celsius | ºC | 000008E0_000008E0_HC_Air_temperature_max | The datastream containing mesures of field 000008E0 by sensor 000008E0 which measures Air Temperature.
Lebanon | 000008E0 | Weather station in Lebanon managed with FieldClimate | 35.6675 | 33.5403 | 000008E0 | A weather station in Lebanon obtaining data from multiple sources | STATION | - | HC Air temperature min | Air Temperature | The measure of the hotness or coldness of the air. | Degrees Celsius | ºC | 000008E0_000008E0_HC_Air_temperature_min | The datastream containing mesures of field 000008E0 by sensor 000008E0 which measures Air Temperature.
Lebanon | 000008E0 | Weather station in Lebanon managed with FieldClimate | 35.6675 | 33.5403 | 000008E0 | A weather station in Lebanon obtaining data from multiple sources | STATION | - | HC Relative humidity avg | Air Humidity | The amount of moisture or water vapor present in the air, often expressed as a percentage of the maximum amount the air could hold at a given temperature. | Percentage | % | 000008E0_000008E0_HC_Relative_humidity_avg | The datastream containing mesures of field 000008E0 by sensor 000008E0 which measures Air Humidity.
Lebanon | 000008E0 | Weather station in Lebanon managed with FieldClimate | 35.6675 | 33.5403 | 000008E0 | A weather station in Lebanon obtaining data from multiple sources | STATION | - | HC Relative humidity max | Air Humidity | The amount of moisture or water vapor present in the air, often expressed as a percentage of the maximum amount the air could hold at a given temperature. | Percentage | % | 000008E0_000008E0_HC_Relative_humidity_max | The datastream containing mesures of field 000008E0 by sensor 000008E0 which measures Air Humidity.
Lebanon | 000008E0 | Weather station in Lebanon managed with FieldClimate | 35.6675 | 33.5403 | 000008E0 | A weather station in Lebanon obtaining data from multiple sources | STATION | - | HC Relative humidity min | Air Humidity | The amount of moisture or water vapor present in the air, often expressed as a percentage of the maximum amount the air could hold at a given temperature. | Percentage | % | 000008E0_000008E0_HC_Relative_humidity_min | The datastream containing mesures of field 000008E0 by sensor 000008E0 which measures Air Humidity.
Lebanon | 000008E0 | Weather station in Lebanon managed with FieldClimate | 35.6675 | 33.5403 | 000008E0 | A weather station in Lebanon obtaining data from multiple sources | STATION | - | Dew Point avg | Dew Point | The temperature at which air becomes saturated with moisture, leading to the formation of dew or condensation. | Degrees Celsius | ºC | 000008E0_000008E0_Dew_Point_avg | The datastream containing mesures of field 000008E0 by sensor 000008E0 which measures Dew Point.
Lebanon | 000008E0 | Weather station in Lebanon managed with FieldClimate | 35.6675 | 33.5403 | 000008E0 | A weather station in Lebanon obtaining data from multiple sources | STATION | - | Dew Point min | Dew Point | The temperature at which air becomes saturated with moisture, leading to the formation of dew or condensation. | Degrees Celsius | ºC | 000008E0_000008E0_Dew_Point_min | The datastream containing mesures of field 000008E0 by sensor 000008E0 which measures Dew Point.
Lebanon | 000008E0 | Weather station in Lebanon managed with FieldClimate | 35.6675 | 33.5403 | 000008E0 | A weather station in Lebanon obtaining data from multiple sources | STATION | - | VPD avg | VPD | The difference between the amount of moisture in the air and the maximum amount of moisture the air can hold at a given temperature. | Kilopascal | kPa | 000008E0_000008E0_VPD_avg | The datastream containing mesures of field 000008E0 by sensor 000008E0 which measures VPD.
Lebanon | 000008E0 | Weather station in Lebanon managed with FieldClimate | 35.6675 | 33.5403 | 000008E0 | A weather station in Lebanon obtaining data from multiple sources | STATION | - | VPD min | VPD | The difference between the amount of moisture in the air and the maximum amount of moisture the air can hold at a given temperature. | Kilopascal | kPa | 000008E0_000008E0_VPD_min | The datastream containing mesures of field 000008E0 by sensor 000008E0 which measures VPD.
Lebanon | 000008E0 | Weather station in Lebanon managed with FieldClimate | 35.6675 | 33.5403 | 000008E0 | A weather station in Lebanon obtaining data from multiple sources | STATION | - | Midnight | Midnight | The point in time at the middle of the night, commonly defined as 12:00 AM. | - | - | 000008E0_000008E0_Midnight | The datastream containing mesures of field 000008E0 by sensor 000008E0 which measures Midnight.
Lebanon | 000008E4 | Weather station in Lebanon managed with FieldClimate | 35.7198 | 33.6382 | 000008E4 | A weather station in Lebanon obtaining data from multiple sources | STATION | - | Solar Panel last | Solar Panel | A device that converts sunlight into electricity by harnessing the photovoltaic effect. | - | - | 000008E4_000008E4_Solar_Panel_last | The datastream containing mesures of field 000008E4 by sensor 000008E4 which measures Solar Panel.
Lebanon | 000008E4 | Weather station in Lebanon managed with FieldClimate | 35.7198 | 33.6382 | 000008E4 | A weather station in Lebanon obtaining data from multiple sources | STATION | - | Precipitation sum | Precipitation | Any form of water, liquid or solid, falling from the sky, such as rain, snow, or sleet. | Millimeters | mm | 000008E4_000008E4_Precipitation_sum | The datastream containing mesures of field 000008E4 by sensor 000008E4 which measures Precipitation.
Lebanon | 000008E4 | Weather station in Lebanon managed with FieldClimate | 35.7198 | 33.6382 | 000008E4 | A weather station in Lebanon obtaining data from multiple sources | STATION | - | Battery last | Battery Level | The percentage of battery level associated to the specific sensor. | Percentage | % | 000008E4_000008E4_Battery_last | The datastream containing mesures of field 000008E4 by sensor 000008E4 which measures Battery Level.
Lebanon | 000008E4 | Weather station in Lebanon managed with FieldClimate | 35.7198 | 33.6382 | 000008E4 | A weather station in Lebanon obtaining data from multiple sources | STATION | - | Leaf Wetness time | Leaf Wetness | The presence of moisture on the surface of plant leaves, often indicating favorable conditions for disease development. | - | - | 000008E4_000008E4_Leaf_Wetness_time | The datastream containing mesures of field 000008E4 by sensor 000008E4 which measures Leaf Wetness.
Lebanon | 000008E4 | Weather station in Lebanon managed with FieldClimate | 35.7198 | 33.6382 | 000008E4 | A weather station in Lebanon obtaining data from multiple sources | STATION | - | HC Serial Number last | Serial Number | A unique identifier assigned to an individual item, facilitating its tracking and differentiation from others. | - | - | 000008E4_000008E4_HC_Serial_Number_last | The datastream containing mesures of field 000008E4 by sensor 000008E4 which measures Serial Number.
Lebanon | 000008E4 | Weather station in Lebanon managed with FieldClimate | 35.7198 | 33.6382 | 000008E4 | A weather station in Lebanon obtaining data from multiple sources | STATION | - | HC Air temperature avg | Air Temperature | The measure of the hotness or coldness of the air. | Degrees Celsius | ºC | 000008E4_000008E4_HC_Air_temperature_avg | The datastream containing mesures of field 000008E4 by sensor 000008E4 which measures Air Temperature.
Lebanon | 000008E4 | Weather station in Lebanon managed with FieldClimate | 35.7198 | 33.6382 | 000008E4 | A weather station in Lebanon obtaining data from multiple sources | STATION | - | HC Air temperature max | Air Temperature | The measure of the hotness or coldness of the air. | Degrees Celsius | ºC | 000008E4_000008E4_HC_Air_temperature_max | The datastream containing mesures of field 000008E4 by sensor 000008E4 which measures Air Temperature.
Lebanon | 000008E4 | Weather station in Lebanon managed with FieldClimate | 35.7198 | 33.6382 | 000008E4 | A weather station in Lebanon obtaining data from multiple sources | STATION | - | HC Air temperature min | Air Temperature | The measure of the hotness or coldness of the air. | Degrees Celsius | ºC | 000008E4_000008E4_HC_Air_temperature_min | The datastream containing mesures of field 000008E4 by sensor 000008E4 which measures Air Temperature.
Lebanon | 000008E4 | Weather station in Lebanon managed with FieldClimate | 35.7198 | 33.6382 | 000008E4 | A weather station in Lebanon obtaining data from multiple sources | STATION | - | HC Relative humidity avg | Air Humidity | The amount of moisture or water vapor present in the air, often expressed as a percentage of the maximum amount the air could hold at a given temperature. | Percentage | % | 000008E4_000008E4_HC_Relative_humidity_avg | The datastream containing mesures of field 000008E4 by sensor 000008E4 which measures Air Humidity.
Lebanon | 000008E4 | Weather station in Lebanon managed with FieldClimate | 35.7198 | 33.6382 | 000008E4 | A weather station in Lebanon obtaining data from multiple sources | STATION | - | HC Relative humidity max | Air Humidity | The amount of moisture or water vapor present in the air, often expressed as a percentage of the maximum amount the air could hold at a given temperature. | Percentage | % | 000008E4_000008E4_HC_Relative_humidity_max | The datastream containing mesures of field 000008E4 by sensor 000008E4 which measures Air Humidity.
Lebanon | 000008E4 | Weather station in Lebanon managed with FieldClimate | 35.7198 | 33.6382 | 000008E4 | A weather station in Lebanon obtaining data from multiple sources | STATION | - | HC Relative humidity min | Air Humidity | The amount of moisture or water vapor present in the air, often expressed as a percentage of the maximum amount the air could hold at a given temperature. | Percentage | % | 000008E4_000008E4_HC_Relative_humidity_min | The datastream containing mesures of field 000008E4 by sensor 000008E4 which measures Air Humidity.
Lebanon | 000008E4 | Weather station in Lebanon managed with FieldClimate | 35.7198 | 33.6382 | 000008E4 | A weather station in Lebanon obtaining data from multiple sources | STATION | - | Dew Point avg | Dew Point | The temperature at which air becomes saturated with moisture, leading to the formation of dew or condensation. | Degrees Celsius | ºC | 000008E4_000008E4_Dew_Point_avg | The datastream containing mesures of field 000008E4 by sensor 000008E4 which measures Dew Point.
Lebanon | 000008E4 | Weather station in Lebanon managed with FieldClimate | 35.7198 | 33.6382 | 000008E4 | A weather station in Lebanon obtaining data from multiple sources | STATION | - | Dew Point min | Dew Point | The temperature at which air becomes saturated with moisture, leading to the formation of dew or condensation. | Degrees Celsius | ºC | 000008E4_000008E4_Dew_Point_min | The datastream containing mesures of field 000008E4 by sensor 000008E4 which measures Dew Point.
Lebanon | 000008E4 | Weather station in Lebanon managed with FieldClimate | 35.7198 | 33.6382 | 000008E4 | A weather station in Lebanon obtaining data from multiple sources | STATION | - | VPD avg | VPD | The difference between the amount of moisture in the air and the maximum amount of moisture the air can hold at a given temperature. | Kilopascal | kPa | 000008E4_000008E4_VPD_avg | The datastream containing mesures of field 000008E4 by sensor 000008E4 which measures VPD.
Lebanon | 000008E4 | Weather station in Lebanon managed with FieldClimate | 35.7198 | 33.6382 | 000008E4 | A weather station in Lebanon obtaining data from multiple sources | STATION | - | VPD min | VPD | The difference between the amount of moisture in the air and the maximum amount of moisture the air can hold at a given temperature. | Kilopascal | kPa | 000008E4_000008E4_VPD_min | The datastream containing mesures of field 000008E4 by sensor 000008E4 which measures VPD.
Lebanon | 000008E4 | Weather station in Lebanon managed with FieldClimate | 35.7198 | 33.6382 | 000008E4 | A weather station in Lebanon obtaining data from multiple sources | STATION | - | Midnight | Midnight | The point in time at the middle of the night, commonly defined as 12:00 AM. | - | - | 000008E4_000008E4_Midnight | The datastream containing mesures of field 000008E4 by sensor 000008E4 which measures Midnight.
Lebanon | 000008F7 | Weather station in Lebanon managed with FieldClimate | 36.1531 | 34.0031 | 000008F7 | A weather station in Lebanon obtaining data from multiple sources | STATION | - | Solar radiation avg | Solar Radiation | Energy from the sun in the form of electromagnetic waves. | Watts per square meter | W/m² | 000008F7_000008F7_Solar_radiation_avg | The datastream containing mesures of field 000008F7 by sensor 000008F7 which measures Solar Radiation.
Lebanon | 000008F7 | Weather station in Lebanon managed with FieldClimate | 36.1531 | 34.0031 | 000008F7 | A weather station in Lebanon obtaining data from multiple sources | STATION | - | Solar Panel last | Solar Panel | A device that converts sunlight into electricity by harnessing the photovoltaic effect. | - | - | 000008F7_000008F7_Solar_Panel_last | The datastream containing mesures of field 000008F7 by sensor 000008F7 which measures Solar Panel.
Lebanon | 000008F7 | Weather station in Lebanon managed with FieldClimate | 36.1531 | 34.0031 | 000008F7 | A weather station in Lebanon obtaining data from multiple sources | STATION | - | Precipitation sum | Precipitation | Any form of water, liquid or solid, falling from the sky, such as rain, snow, or sleet. | Millimeters | mm | 000008F7_000008F7_Precipitation_sum | The datastream containing mesures of field 000008F7 by sensor 000008F7 which measures Precipitation.
Lebanon | 000008F7 | Weather station in Lebanon managed with FieldClimate | 36.1531 | 34.0031 | 000008F7 | A weather station in Lebanon obtaining data from multiple sources | STATION | - | Battery last | Battery Level | The percentage of battery level associated to the specific sensor. | Percentage | % | 000008F7_000008F7_Battery_last | The datastream containing mesures of field 000008F7 by sensor 000008F7 which measures Battery Level.
Lebanon | 000008F7 | Weather station in Lebanon managed with FieldClimate | 36.1531 | 34.0031 | 000008F7 | A weather station in Lebanon obtaining data from multiple sources | STATION | - | Leaf Wetness time | Leaf Wetness | The presence of moisture on the surface of plant leaves, often indicating favorable conditions for disease development. | - | - | 000008F7_000008F7_Leaf_Wetness_time | The datastream containing mesures of field 000008F7 by sensor 000008F7 which measures Leaf Wetness.
Lebanon | 000008F7 | Weather station in Lebanon managed with FieldClimate | 36.1531 | 34.0031 | 000008F7 | A weather station in Lebanon obtaining data from multiple sources | STATION | - | HC Serial Number last | Serial Number | A unique identifier assigned to an individual item, facilitating its tracking and differentiation from others. | - | - | 000008F7_000008F7_HC_Serial_Number_last | The datastream containing mesures of field 000008F7 by sensor 000008F7 which measures Serial Number.
Lebanon | 000008F7 | Weather station in Lebanon managed with FieldClimate | 36.1531 | 34.0031 | 000008F7 | A weather station in Lebanon obtaining data from multiple sources | STATION | - | HC Air temperature avg | Air Temperature | The measure of the hotness or coldness of the air. | Degrees Celsius | ºC | 000008F7_000008F7_HC_Air_temperature_avg | The datastream containing mesures of field 000008F7 by sensor 000008F7 which measures Air Temperature.
Lebanon | 000008F7 | Weather station in Lebanon managed with FieldClimate | 36.1531 | 34.0031 | 000008F7 | A weather station in Lebanon obtaining data from multiple sources | STATION | - | HC Air temperature max | Air Temperature | The measure of the hotness or coldness of the air. | Degrees Celsius | ºC | 000008F7_000008F7_HC_Air_temperature_max | The datastream containing mesures of field 000008F7 by sensor 000008F7 which measures Air Temperature.
Lebanon | 000008F7 | Weather station in Lebanon managed with FieldClimate | 36.1531 | 34.0031 | 000008F7 | A weather station in Lebanon obtaining data from multiple sources | STATION | - | HC Air temperature min | Air Temperature | The measure of the hotness or coldness of the air. | Degrees Celsius | ºC | 000008F7_000008F7_HC_Air_temperature_min | The datastream containing mesures of field 000008F7 by sensor 000008F7 which measures Air Temperature.
Lebanon | 000008F7 | Weather station in Lebanon managed with FieldClimate | 36.1531 | 34.0031 | 000008F7 | A weather station in Lebanon obtaining data from multiple sources | STATION | - | HC Relative humidity avg | Air Humidity | The amount of moisture or water vapor present in the air, often expressed as a percentage of the maximum amount the air could hold at a given temperature. | Percentage | % | 000008F7_000008F7_HC_Relative_humidity_avg | The datastream containing mesures of field 000008F7 by sensor 000008F7 which measures Air Humidity.
Lebanon | 000008F7 | Weather station in Lebanon managed with FieldClimate | 36.1531 | 34.0031 | 000008F7 | A weather station in Lebanon obtaining data from multiple sources | STATION | - | HC Relative humidity max | Air Humidity | The amount of moisture or water vapor present in the air, often expressed as a percentage of the maximum amount the air could hold at a given temperature. | Percentage | % | 000008F7_000008F7_HC_Relative_humidity_max | The datastream containing mesures of field 000008F7 by sensor 000008F7 which measures Air Humidity.
Lebanon | 000008F7 | Weather station in Lebanon managed with FieldClimate | 36.1531 | 34.0031 | 000008F7 | A weather station in Lebanon obtaining data from multiple sources | STATION | - | HC Relative humidity min | Air Humidity | The amount of moisture or water vapor present in the air, often expressed as a percentage of the maximum amount the air could hold at a given temperature. | Percentage | % | 000008F7_000008F7_HC_Relative_humidity_min | The datastream containing mesures of field 000008F7 by sensor 000008F7 which measures Air Humidity.
Lebanon | 000008F7 | Weather station in Lebanon managed with FieldClimate | 36.1531 | 34.0031 | 000008F7 | A weather station in Lebanon obtaining data from multiple sources | STATION | - | Dew Point avg | Dew Point | The temperature at which air becomes saturated with moisture, leading to the formation of dew or condensation. | Degrees Celsius | ºC | 000008F7_000008F7_Dew_Point_avg | The datastream containing mesures of field 000008F7 by sensor 000008F7 which measures Dew Point.
Lebanon | 000008F7 | Weather station in Lebanon managed with FieldClimate | 36.1531 | 34.0031 | 000008F7 | A weather station in Lebanon obtaining data from multiple sources | STATION | - | Dew Point min | Dew Point | The temperature at which air becomes saturated with moisture, leading to the formation of dew or condensation. | Degrees Celsius | ºC | 000008F7_000008F7_Dew_Point_min | The datastream containing mesures of field 000008F7 by sensor 000008F7 which measures Dew Point.
Lebanon | 000008F7 | Weather station in Lebanon managed with FieldClimate | 36.1531 | 34.0031 | 000008F7 | A weather station in Lebanon obtaining data from multiple sources | STATION | - | VPD avg | VPD | The difference between the amount of moisture in the air and the maximum amount of moisture the air can hold at a given temperature. | Kilopascal | kPa | 000008F7_000008F7_VPD_avg | The datastream containing mesures of field 000008F7 by sensor 000008F7 which measures VPD.
Lebanon | 000008F7 | Weather station in Lebanon managed with FieldClimate | 36.1531 | 34.0031 | 000008F7 | A weather station in Lebanon obtaining data from multiple sources | STATION | - | VPD min | VPD | The difference between the amount of moisture in the air and the maximum amount of moisture the air can hold at a given temperature. | Kilopascal | kPa | 000008F7_000008F7_VPD_min | The datastream containing mesures of field 000008F7 by sensor 000008F7 which measures VPD.
Lebanon | 000008F7 | Weather station in Lebanon managed with FieldClimate | 36.1531 | 34.0031 | 000008F7 | A weather station in Lebanon obtaining data from multiple sources | STATION | - | Air pressure avg | Atmospheric Pressure | The force exerted by the weight of the air above a given point on Earth's surface, which can vary with changes in weather and altitude. | Kilopascal | kPa | 000008F7_000008F7_Air_pressure_avg | The datastream containing mesures of field 000008F7 by sensor 000008F7 which measures Atmospheric Pressure.
Lebanon | 000008F7 | Weather station in Lebanon managed with FieldClimate | 36.1531 | 34.0031 | 000008F7 | A weather station in Lebanon obtaining data from multiple sources | STATION | - | Air pressure max | Atmospheric Pressure | The force exerted by the weight of the air above a given point on Earth's surface, which can vary with changes in weather and altitude. | Kilopascal | kPa | 000008F7_000008F7_Air_pressure_max | The datastream containing mesures of field 000008F7 by sensor 000008F7 which measures Atmospheric Pressure.
Lebanon | 000008F7 | Weather station in Lebanon managed with FieldClimate | 36.1531 | 34.0031 | 000008F7 | A weather station in Lebanon obtaining data from multiple sources | STATION | - | Air pressure min | Atmospheric Pressure | The force exerted by the weight of the air above a given point on Earth's surface, which can vary with changes in weather and altitude. | Kilopascal | kPa | 000008F7_000008F7_Air_pressure_min | The datastream containing mesures of field 000008F7 by sensor 000008F7 which measures Atmospheric Pressure.
Lebanon | 000008F7 | Weather station in Lebanon managed with FieldClimate | 36.1531 | 34.0031 | 000008F7 | A weather station in Lebanon obtaining data from multiple sources | STATION | - | Midnight | Midnight | The point in time at the middle of the night, commonly defined as 12:00 AM. | - | - | 000008F7_000008F7_Midnight | The datastream containing mesures of field 000008F7 by sensor 000008F7 which measures Midnight.
Lebanon | 000010CC | Weather station in Lebanon managed with FieldClimate | 35.94 | 33.7868 | 000010CC | A weather station in Lebanon obtaining data from multiple sources | STATION | - | Solar Panel last | Solar Panel | A device that converts sunlight into electricity by harnessing the photovoltaic effect. | - | - | 000010CC_000010CC_Solar_Panel_last | The datastream containing mesures of field 000010CC by sensor 000010CC which measures Solar Panel.
Lebanon | 000010CC | Weather station in Lebanon managed with FieldClimate | 35.94 | 33.7868 | 000010CC | A weather station in Lebanon obtaining data from multiple sources | STATION | - | Precipitation sum | Precipitation | Any form of water, liquid or solid, falling from the sky, such as rain, snow, or sleet. | Millimeters | mm | 000010CC_000010CC_Precipitation_sum | The datastream containing mesures of field 000010CC by sensor 000010CC which measures Precipitation.
Lebanon | 000010CC | Weather station in Lebanon managed with FieldClimate | 35.94 | 33.7868 | 000010CC | A weather station in Lebanon obtaining data from multiple sources | STATION | - | Battery last | Battery Level | The percentage of battery level associated to the specific sensor. | Percentage | % | 000010CC_000010CC_Battery_last | The datastream containing mesures of field 000010CC by sensor 000010CC which measures Battery Level.
Lebanon | 000010CC | Weather station in Lebanon managed with FieldClimate | 35.94 | 33.7868 | 000010CC | A weather station in Lebanon obtaining data from multiple sources | STATION | - | Leaf Wetness time | Leaf Wetness | The presence of moisture on the surface of plant leaves, often indicating favorable conditions for disease development. | - | - | 000010CC_000010CC_Leaf_Wetness_time | The datastream containing mesures of field 000010CC by sensor 000010CC which measures Leaf Wetness.
Lebanon | 000010CC | Weather station in Lebanon managed with FieldClimate | 35.94 | 33.7868 | 000010CC | A weather station in Lebanon obtaining data from multiple sources | STATION | - | HC Serial Number last | Serial Number | A unique identifier assigned to an individual item, facilitating its tracking and differentiation from others. | - | - | 000010CC_000010CC_HC_Serial_Number_last | The datastream containing mesures of field 000010CC by sensor 000010CC which measures Serial Number.
Lebanon | 000010CC | Weather station in Lebanon managed with FieldClimate | 35.94 | 33.7868 | 000010CC | A weather station in Lebanon obtaining data from multiple sources | STATION | - | HC Air temperature avg | Air Temperature | The measure of the hotness or coldness of the air. | Degrees Celsius | ºC | 000010CC_000010CC_HC_Air_temperature_avg | The datastream containing mesures of field 000010CC by sensor 000010CC which measures Air Temperature.
Lebanon | 000010CC | Weather station in Lebanon managed with FieldClimate | 35.94 | 33.7868 | 000010CC | A weather station in Lebanon obtaining data from multiple sources | STATION | - | HC Air temperature max | Air Temperature | The measure of the hotness or coldness of the air. | Degrees Celsius | ºC | 000010CC_000010CC_HC_Air_temperature_max | The datastream containing mesures of field 000010CC by sensor 000010CC which measures Air Temperature.
Lebanon | 000010CC | Weather station in Lebanon managed with FieldClimate | 35.94 | 33.7868 | 000010CC | A weather station in Lebanon obtaining data from multiple sources | STATION | - | HC Air temperature min | Air Temperature | The measure of the hotness or coldness of the air. | Degrees Celsius | ºC | 000010CC_000010CC_HC_Air_temperature_min | The datastream containing mesures of field 000010CC by sensor 000010CC which measures Air Temperature.
Lebanon | 000010CC | Weather station in Lebanon managed with FieldClimate | 35.94 | 33.7868 | 000010CC | A weather station in Lebanon obtaining data from multiple sources | STATION | - | HC Relative humidity avg | Air Humidity | The amount of moisture or water vapor present in the air, often expressed as a percentage of the maximum amount the air could hold at a given temperature. | Percentage | % | 000010CC_000010CC_HC_Relative_humidity_avg | The datastream containing mesures of field 000010CC by sensor 000010CC which measures Air Humidity.
Lebanon | 000010CC | Weather station in Lebanon managed with FieldClimate | 35.94 | 33.7868 | 000010CC | A weather station in Lebanon obtaining data from multiple sources | STATION | - | HC Relative humidity max | Air Humidity | The amount of moisture or water vapor present in the air, often expressed as a percentage of the maximum amount the air could hold at a given temperature. | Percentage | % | 000010CC_000010CC_HC_Relative_humidity_max | The datastream containing mesures of field 000010CC by sensor 000010CC which measures Air Humidity.
Lebanon | 000010CC | Weather station in Lebanon managed with FieldClimate | 35.94 | 33.7868 | 000010CC | A weather station in Lebanon obtaining data from multiple sources | STATION | - | HC Relative humidity min | Air Humidity | The amount of moisture or water vapor present in the air, often expressed as a percentage of the maximum amount the air could hold at a given temperature. | Percentage | % | 000010CC_000010CC_HC_Relative_humidity_min | The datastream containing mesures of field 000010CC by sensor 000010CC which measures Air Humidity.
Lebanon | 000010CC | Weather station in Lebanon managed with FieldClimate | 35.94 | 33.7868 | 000010CC | A weather station in Lebanon obtaining data from multiple sources | STATION | - | Dew Point avg | Dew Point | The temperature at which air becomes saturated with moisture, leading to the formation of dew or condensation. | Degrees Celsius | ºC | 000010CC_000010CC_Dew_Point_avg | The datastream containing mesures of field 000010CC by sensor 000010CC which measures Dew Point.
Lebanon | 000010CC | Weather station in Lebanon managed with FieldClimate | 35.94 | 33.7868 | 000010CC | A weather station in Lebanon obtaining data from multiple sources | STATION | - | Dew Point min | Dew Point | The temperature at which air becomes saturated with moisture, leading to the formation of dew or condensation. | Degrees Celsius | ºC | 000010CC_000010CC_Dew_Point_min | The datastream containing mesures of field 000010CC by sensor 000010CC which measures Dew Point.
Lebanon | 000010CC | Weather station in Lebanon managed with FieldClimate | 35.94 | 33.7868 | 000010CC | A weather station in Lebanon obtaining data from multiple sources | STATION | - | VPD avg | VPD | The difference between the amount of moisture in the air and the maximum amount of moisture the air can hold at a given temperature. | Kilopascal | kPa | 000010CC_000010CC_VPD_avg | The datastream containing mesures of field 000010CC by sensor 000010CC which measures VPD.
Lebanon | 000010CC | Weather station in Lebanon managed with FieldClimate | 35.94 | 33.7868 | 000010CC | A weather station in Lebanon obtaining data from multiple sources | STATION | - | VPD min | VPD | The difference between the amount of moisture in the air and the maximum amount of moisture the air can hold at a given temperature. | Kilopascal | kPa | 000010CC_000010CC_VPD_min | The datastream containing mesures of field 000010CC by sensor 000010CC which measures VPD.
Lebanon | 000010CC | Weather station in Lebanon managed with FieldClimate | 35.94 | 33.7868 | 000010CC | A weather station in Lebanon obtaining data from multiple sources | STATION | - | Midnight | Midnight | The point in time at the middle of the night, commonly defined as 12:00 AM. | - | - | 000010CC_000010CC_Midnight | The datastream containing mesures of field 000010CC by sensor 000010CC which measures Midnight.
Lebanon | 00001896 | Weather station in Lebanon managed with FieldClimate | 35.7843 | 33.7149 | 00001896 | A weather station in Lebanon obtaining data from multiple sources | STATION | - | Solar radiation avg | Solar Radiation | Energy from the sun in the form of electromagnetic waves. | Watts per square meter | W/m² | 00001896_00001896_Solar_radiation_avg | The datastream containing mesures of field 00001896 by sensor 00001896 which measures Solar Radiation.
Lebanon | 00001896 | Weather station in Lebanon managed with FieldClimate | 35.7843 | 33.7149 | 00001896 | A weather station in Lebanon obtaining data from multiple sources | STATION | - | Precipitation sum | Precipitation | Any form of water, liquid or solid, falling from the sky, such as rain, snow, or sleet. | Millimeters | mm | 00001896_00001896_Precipitation_sum | The datastream containing mesures of field 00001896 by sensor 00001896 which measures Precipitation.
Lebanon | 00001896 | Weather station in Lebanon managed with FieldClimate | 35.7843 | 33.7149 | 00001896 | A weather station in Lebanon obtaining data from multiple sources | STATION | - | Wind speed avg | Wind Speed | The rate at which the air is moving horizontally, often measured in miles per hour or meters per second. | Meters per second | m/s | 00001896_00001896_Wind_speed_avg | The datastream containing mesures of field 00001896 by sensor 00001896 which measures Wind Speed.
Lebanon | 00001896 | Weather station in Lebanon managed with FieldClimate | 35.7843 | 33.7149 | 00001896 | A weather station in Lebanon obtaining data from multiple sources | STATION | - | Wind speed max | Wind Speed | The rate at which the air is moving horizontally, often measured in miles per hour or meters per second. | Meters per second | m/s | 00001896_00001896_Wind_speed_max | The datastream containing mesures of field 00001896 by sensor 00001896 which measures Wind Speed.
Lebanon | 00001896 | Weather station in Lebanon managed with FieldClimate | 35.7843 | 33.7149 | 00001896 | A weather station in Lebanon obtaining data from multiple sources | STATION | - | Battery last | Battery Level | The percentage of battery level associated to the specific sensor. | Percentage | % | 00001896_00001896_Battery_last | The datastream containing mesures of field 00001896 by sensor 00001896 which measures Battery Level.
Lebanon | 00001896 | Weather station in Lebanon managed with FieldClimate | 35.7843 | 33.7149 | 00001896 | A weather station in Lebanon obtaining data from multiple sources | STATION | - | Leaf Wetness time | Leaf Wetness | The presence of moisture on the surface of plant leaves, often indicating favorable conditions for disease development. | - | - | 00001896_00001896_Leaf_Wetness_time | The datastream containing mesures of field 00001896 by sensor 00001896 which measures Leaf Wetness.
Lebanon | 00001896 | Weather station in Lebanon managed with FieldClimate | 35.7843 | 33.7149 | 00001896 | A weather station in Lebanon obtaining data from multiple sources | STATION | - | HC Air temperature avg | Air Temperature | The measure of the hotness or coldness of the air. | Degrees Celsius | ºC | 00001896_00001896_HC_Air_temperature_avg | The datastream containing mesures of field 00001896 by sensor 00001896 which measures Air Temperature.
Lebanon | 00001896 | Weather station in Lebanon managed with FieldClimate | 35.7843 | 33.7149 | 00001896 | A weather station in Lebanon obtaining data from multiple sources | STATION | - | HC Air temperature max | Air Temperature | The measure of the hotness or coldness of the air. | Degrees Celsius | ºC | 00001896_00001896_HC_Air_temperature_max | The datastream containing mesures of field 00001896 by sensor 00001896 which measures Air Temperature.
Lebanon | 00001896 | Weather station in Lebanon managed with FieldClimate | 35.7843 | 33.7149 | 00001896 | A weather station in Lebanon obtaining data from multiple sources | STATION | - | HC Air temperature min | Air Temperature | The measure of the hotness or coldness of the air. | Degrees Celsius | ºC | 00001896_00001896_HC_Air_temperature_min | The datastream containing mesures of field 00001896 by sensor 00001896 which measures Air Temperature.
Lebanon | 00001896 | Weather station in Lebanon managed with FieldClimate | 35.7843 | 33.7149 | 00001896 | A weather station in Lebanon obtaining data from multiple sources | STATION | - | HC Relative humidity avg | Air Humidity | The amount of moisture or water vapor present in the air, often expressed as a percentage of the maximum amount the air could hold at a given temperature. | Percentage | % | 00001896_00001896_HC_Relative_humidity_avg | The datastream containing mesures of field 00001896 by sensor 00001896 which measures Air Humidity.
Lebanon | 00001896 | Weather station in Lebanon managed with FieldClimate | 35.7843 | 33.7149 | 00001896 | A weather station in Lebanon obtaining data from multiple sources | STATION | - | HC Relative humidity max | Air Humidity | The amount of moisture or water vapor present in the air, often expressed as a percentage of the maximum amount the air could hold at a given temperature. | Percentage | % | 00001896_00001896_HC_Relative_humidity_max | The datastream containing mesures of field 00001896 by sensor 00001896 which measures Air Humidity.
Lebanon | 00001896 | Weather station in Lebanon managed with FieldClimate | 35.7843 | 33.7149 | 00001896 | A weather station in Lebanon obtaining data from multiple sources | STATION | - | HC Relative humidity min | Air Humidity | The amount of moisture or water vapor present in the air, often expressed as a percentage of the maximum amount the air could hold at a given temperature. | Percentage | % | 00001896_00001896_HC_Relative_humidity_min | The datastream containing mesures of field 00001896 by sensor 00001896 which measures Air Humidity.
Lebanon | 00001896 | Weather station in Lebanon managed with FieldClimate | 35.7843 | 33.7149 | 00001896 | A weather station in Lebanon obtaining data from multiple sources | STATION | - | Dew Point avg | Dew Point | The temperature at which air becomes saturated with moisture, leading to the formation of dew or condensation. | Degrees Celsius | ºC | 00001896_00001896_Dew_Point_avg | The datastream containing mesures of field 00001896 by sensor 00001896 which measures Dew Point.
Lebanon | 00001896 | Weather station in Lebanon managed with FieldClimate | 35.7843 | 33.7149 | 00001896 | A weather station in Lebanon obtaining data from multiple sources | STATION | - | Dew Point min | Dew Point | The temperature at which air becomes saturated with moisture, leading to the formation of dew or condensation. | Degrees Celsius | ºC | 00001896_00001896_Dew_Point_min | The datastream containing mesures of field 00001896 by sensor 00001896 which measures Dew Point.
Lebanon | 00001896 | Weather station in Lebanon managed with FieldClimate | 35.7843 | 33.7149 | 00001896 | A weather station in Lebanon obtaining data from multiple sources | STATION | - | @Chain node last | Chain Node | A point or device within a blockchain network that validates and records transactions, contributing to the decentralized nature of the technology. | - | - | 00001896_00001896_@Chain_node_last | The datastream containing mesures of field 00001896 by sensor 00001896 which measures Chain Node.
Lebanon | 00001896 | Weather station in Lebanon managed with FieldClimate | 35.7843 | 33.7149 | 00001896 | A weather station in Lebanon obtaining data from multiple sources | STATION | - | Soil temperature 1 avg | Soil Temperature | The measure of temperature of the soil. | Degrees Celsius | ºC | 00001896_00001896_Soil_temperature_1_avg | The datastream containing mesures of field 00001896 by sensor 00001896 which measures Soil Temperature.
Lebanon | 00001896 | Weather station in Lebanon managed with FieldClimate | 35.7843 | 33.7149 | 00001896 | A weather station in Lebanon obtaining data from multiple sources | STATION | - | Soil temperature 1 max | Soil Temperature | The measure of temperature of the soil. | Degrees Celsius | ºC | 00001896_00001896_Soil_temperature_1_max | The datastream containing mesures of field 00001896 by sensor 00001896 which measures Soil Temperature.
Lebanon | 00001896 | Weather station in Lebanon managed with FieldClimate | 35.7843 | 33.7149 | 00001896 | A weather station in Lebanon obtaining data from multiple sources | STATION | - | Soil temperature 1 min | Soil Temperature | The measure of temperature of the soil. | Degrees Celsius | ºC | 00001896_00001896_Soil_temperature_1_min | The datastream containing mesures of field 00001896 by sensor 00001896 which measures Soil Temperature.
Lebanon | 00001896 | Weather station in Lebanon managed with FieldClimate | 35.7843 | 33.7149 | 00001896 | A weather station in Lebanon obtaining data from multiple sources | STATION | - | Soil temperature 2 avg | Soil Temperature | The measure of temperature of the soil. | Degrees Celsius | ºC | 00001896_00001896_Soil_temperature_2_avg | The datastream containing mesures of field 00001896 by sensor 00001896 which measures Soil Temperature.
Lebanon | 00001896 | Weather station in Lebanon managed with FieldClimate | 35.7843 | 33.7149 | 00001896 | A weather station in Lebanon obtaining data from multiple sources | STATION | - | Soil temperature 2 max | Soil Temperature | The measure of temperature of the soil. | Degrees Celsius | ºC | 00001896_00001896_Soil_temperature_2_max | The datastream containing mesures of field 00001896 by sensor 00001896 which measures Soil Temperature.
Lebanon | 00001896 | Weather station in Lebanon managed with FieldClimate | 35.7843 | 33.7149 | 00001896 | A weather station in Lebanon obtaining data from multiple sources | STATION | - | Soil temperature 2 min | Soil Temperature | The measure of temperature of the soil. | Degrees Celsius | ºC | 00001896_00001896_Soil_temperature_2_min | The datastream containing mesures of field 00001896 by sensor 00001896 which measures Soil Temperature.
Lebanon | 00001896 | Weather station in Lebanon managed with FieldClimate | 35.7843 | 33.7149 | 00001896 | A weather station in Lebanon obtaining data from multiple sources | STATION | - | Air pressure avg | Atmospheric Pressure | The force exerted by the weight of the air above a given point on Earth's surface, which can vary with changes in weather and altitude. | Kilopascal | kPa | 00001896_00001896_Air_pressure_avg | The datastream containing mesures of field 00001896 by sensor 00001896 which measures Atmospheric Pressure.
Lebanon | 00001896 | Weather station in Lebanon managed with FieldClimate | 35.7843 | 33.7149 | 00001896 | A weather station in Lebanon obtaining data from multiple sources | STATION | - | Air pressure max | Atmospheric Pressure | The force exerted by the weight of the air above a given point on Earth's surface, which can vary with changes in weather and altitude. | Kilopascal | kPa | 00001896_00001896_Air_pressure_max | The datastream containing mesures of field 00001896 by sensor 00001896 which measures Atmospheric Pressure.
Lebanon | 00001896 | Weather station in Lebanon managed with FieldClimate | 35.7843 | 33.7149 | 00001896 | A weather station in Lebanon obtaining data from multiple sources | STATION | - | Air pressure min | Atmospheric Pressure | The force exerted by the weight of the air above a given point on Earth's surface, which can vary with changes in weather and altitude. | Kilopascal | kPa | 00001896_00001896_Air_pressure_min | The datastream containing mesures of field 00001896 by sensor 00001896 which measures Atmospheric Pressure.
Lebanon | 00001896 | Weather station in Lebanon managed with FieldClimate | 35.7843 | 33.7149 | 00001896 | A weather station in Lebanon obtaining data from multiple sources | STATION | - | ET0 | Reference evapotranspiration | The measure of the amount of water evaporated from a standardized reference surface, often used in agriculture for irrigation management. | Millimeters per day | mm/day | 00001896_00001896_ET0 | The datastream containing mesures of field 00001896 by sensor 00001896 which measures Reference evapotranspiration.
Lebanon | 00001896 | Weather station in Lebanon managed with FieldClimate | 35.7843 | 33.7149 | 00001896 | A weather station in Lebanon obtaining data from multiple sources | STATION | - | Midnight | Midnight | The point in time at the middle of the night, commonly defined as 12:00 AM. | - | - | 00001896_00001896_Midnight | The datastream containing mesures of field 00001896 by sensor 00001896 which measures Midnight.
Lebanon | 000025BD | Weather station in Lebanon managed with FieldClimate | 35.9869 | 33.8569 | 000025BD | A weather station in Lebanon obtaining data from multiple sources | STATION | - | Solar radiation avg | Solar Radiation | Energy from the sun in the form of electromagnetic waves. | Watts per square meter | W/m² | 000025BD_000025BD_Solar_radiation_avg | The datastream containing mesures of field 000025BD by sensor 000025BD which measures Solar Radiation.
Lebanon | 000025BD | Weather station in Lebanon managed with FieldClimate | 35.9869 | 33.8569 | 000025BD | A weather station in Lebanon obtaining data from multiple sources | STATION | - | Wind direction avg | Wind Direction | The compass direction from which the wind is blowing. | Degrees | º | 000025BD_000025BD_Wind_direction_avg | The datastream containing mesures of field 000025BD by sensor 000025BD which measures Wind Direction.
Lebanon | 000025BD | Weather station in Lebanon managed with FieldClimate | 35.9869 | 33.8569 | 000025BD | A weather station in Lebanon obtaining data from multiple sources | STATION | - | Wind direction last | Wind Direction | The compass direction from which the wind is blowing. | Degrees | º | 000025BD_000025BD_Wind_direction_last | The datastream containing mesures of field 000025BD by sensor 000025BD which measures Wind Direction.
Lebanon | 000025BD | Weather station in Lebanon managed with FieldClimate | 35.9869 | 33.8569 | 000025BD | A weather station in Lebanon obtaining data from multiple sources | STATION | - | Solar Panel last | Solar Panel | A device that converts sunlight into electricity by harnessing the photovoltaic effect. | - | - | 000025BD_000025BD_Solar_Panel_last | The datastream containing mesures of field 000025BD by sensor 000025BD which measures Solar Panel.
Lebanon | 000025BD | Weather station in Lebanon managed with FieldClimate | 35.9869 | 33.8569 | 000025BD | A weather station in Lebanon obtaining data from multiple sources | STATION | - | Precipitation sum | Precipitation | Any form of water, liquid or solid, falling from the sky, such as rain, snow, or sleet. | Millimeters | mm | 000025BD_000025BD_Precipitation_sum | The datastream containing mesures of field 000025BD by sensor 000025BD which measures Precipitation.
Lebanon | 000025BD | Weather station in Lebanon managed with FieldClimate | 35.9869 | 33.8569 | 000025BD | A weather station in Lebanon obtaining data from multiple sources | STATION | - | Wind speed avg | Wind Speed | The rate at which the air is moving horizontally, often measured in miles per hour or meters per second. | Meters per second | m/s | 000025BD_000025BD_Wind_speed_avg | The datastream containing mesures of field 000025BD by sensor 000025BD which measures Wind Speed.
Lebanon | 000025BD | Weather station in Lebanon managed with FieldClimate | 35.9869 | 33.8569 | 000025BD | A weather station in Lebanon obtaining data from multiple sources | STATION | - | Wind speed max | Wind Speed | The rate at which the air is moving horizontally, often measured in miles per hour or meters per second. | Meters per second | m/s | 000025BD_000025BD_Wind_speed_max | The datastream containing mesures of field 000025BD by sensor 000025BD which measures Wind Speed.
Lebanon | 000025BD | Weather station in Lebanon managed with FieldClimate | 35.9869 | 33.8569 | 000025BD | A weather station in Lebanon obtaining data from multiple sources | STATION | - | Battery last | Battery Level | The percentage of battery level associated to the specific sensor. | Percentage | % | 000025BD_000025BD_Battery_last | The datastream containing mesures of field 000025BD by sensor 000025BD which measures Battery Level.
Lebanon | 000025BD | Weather station in Lebanon managed with FieldClimate | 35.9869 | 33.8569 | 000025BD | A weather station in Lebanon obtaining data from multiple sources | STATION | - | Leaf Wetness time | Leaf Wetness | The presence of moisture on the surface of plant leaves, often indicating favorable conditions for disease development. | - | - | 000025BD_000025BD_Leaf_Wetness_time | The datastream containing mesures of field 000025BD by sensor 000025BD which measures Leaf Wetness.
Lebanon | 000025BD | Weather station in Lebanon managed with FieldClimate | 35.9869 | 33.8569 | 000025BD | A weather station in Lebanon obtaining data from multiple sources | STATION | - | HC Serial Number last | Serial Number | A unique identifier assigned to an individual item, facilitating its tracking and differentiation from others. | - | - | 000025BD_000025BD_HC_Serial_Number_last | The datastream containing mesures of field 000025BD by sensor 000025BD which measures Serial Number.
Lebanon | 000025BD | Weather station in Lebanon managed with FieldClimate | 35.9869 | 33.8569 | 000025BD | A weather station in Lebanon obtaining data from multiple sources | STATION | - | HC Air temperature avg | Air Temperature | The measure of the hotness or coldness of the air. | Degrees Celsius | ºC | 000025BD_000025BD_HC_Air_temperature_avg | The datastream containing mesures of field 000025BD by sensor 000025BD which measures Air Temperature.
Lebanon | 000025BD | Weather station in Lebanon managed with FieldClimate | 35.9869 | 33.8569 | 000025BD | A weather station in Lebanon obtaining data from multiple sources | STATION | - | HC Air temperature max | Air Temperature | The measure of the hotness or coldness of the air. | Degrees Celsius | ºC | 000025BD_000025BD_HC_Air_temperature_max | The datastream containing mesures of field 000025BD by sensor 000025BD which measures Air Temperature.
Lebanon | 000025BD | Weather station in Lebanon managed with FieldClimate | 35.9869 | 33.8569 | 000025BD | A weather station in Lebanon obtaining data from multiple sources | STATION | - | HC Air temperature min | Air Temperature | The measure of the hotness or coldness of the air. | Degrees Celsius | ºC | 000025BD_000025BD_HC_Air_temperature_min | The datastream containing mesures of field 000025BD by sensor 000025BD which measures Air Temperature.
Lebanon | 000025BD | Weather station in Lebanon managed with FieldClimate | 35.9869 | 33.8569 | 000025BD | A weather station in Lebanon obtaining data from multiple sources | STATION | - | HC Relative humidity avg | Air Humidity | The amount of moisture or water vapor present in the air, often expressed as a percentage of the maximum amount the air could hold at a given temperature. | Percentage | % | 000025BD_000025BD_HC_Relative_humidity_avg | The datastream containing mesures of field 000025BD by sensor 000025BD which measures Air Humidity.
Lebanon | 000025BD | Weather station in Lebanon managed with FieldClimate | 35.9869 | 33.8569 | 000025BD | A weather station in Lebanon obtaining data from multiple sources | STATION | - | HC Relative humidity max | Air Humidity | The amount of moisture or water vapor present in the air, often expressed as a percentage of the maximum amount the air could hold at a given temperature. | Percentage | % | 000025BD_000025BD_HC_Relative_humidity_max | The datastream containing mesures of field 000025BD by sensor 000025BD which measures Air Humidity.
Lebanon | 000025BD | Weather station in Lebanon managed with FieldClimate | 35.9869 | 33.8569 | 000025BD | A weather station in Lebanon obtaining data from multiple sources | STATION | - | HC Relative humidity min | Air Humidity | The amount of moisture or water vapor present in the air, often expressed as a percentage of the maximum amount the air could hold at a given temperature. | Percentage | % | 000025BD_000025BD_HC_Relative_humidity_min | The datastream containing mesures of field 000025BD by sensor 000025BD which measures Air Humidity.
Lebanon | 000025BD | Weather station in Lebanon managed with FieldClimate | 35.9869 | 33.8569 | 000025BD | A weather station in Lebanon obtaining data from multiple sources | STATION | - | Dew Point avg | Dew Point | The temperature at which air becomes saturated with moisture, leading to the formation of dew or condensation. | Degrees Celsius | ºC | 000025BD_000025BD_Dew_Point_avg | The datastream containing mesures of field 000025BD by sensor 000025BD which measures Dew Point.
Lebanon | 000025BD | Weather station in Lebanon managed with FieldClimate | 35.9869 | 33.8569 | 000025BD | A weather station in Lebanon obtaining data from multiple sources | STATION | - | Dew Point min | Dew Point | The temperature at which air becomes saturated with moisture, leading to the formation of dew or condensation. | Degrees Celsius | ºC | 000025BD_000025BD_Dew_Point_min | The datastream containing mesures of field 000025BD by sensor 000025BD which measures Dew Point.
Lebanon | 000025BD | Weather station in Lebanon managed with FieldClimate | 35.9869 | 33.8569 | 000025BD | A weather station in Lebanon obtaining data from multiple sources | STATION | - | VPD avg | VPD | The difference between the amount of moisture in the air and the maximum amount of moisture the air can hold at a given temperature. | Kilopascal | kPa | 000025BD_000025BD_VPD_avg | The datastream containing mesures of field 000025BD by sensor 000025BD which measures VPD.
Lebanon | 000025BD | Weather station in Lebanon managed with FieldClimate | 35.9869 | 33.8569 | 000025BD | A weather station in Lebanon obtaining data from multiple sources | STATION | - | VPD min | VPD | The difference between the amount of moisture in the air and the maximum amount of moisture the air can hold at a given temperature. | Kilopascal | kPa | 000025BD_000025BD_VPD_min | The datastream containing mesures of field 000025BD by sensor 000025BD which measures VPD.
Lebanon | 000025BD | Weather station in Lebanon managed with FieldClimate | 35.9869 | 33.8569 | 000025BD | A weather station in Lebanon obtaining data from multiple sources | STATION | - | Wind speed max max | Wind Speed | The rate at which the air is moving horizontally, often measured in miles per hour or meters per second. | Meters per second | m/s | 000025BD_000025BD_Wind_speed_max_max | The datastream containing mesures of field 000025BD by sensor 000025BD which measures Wind Speed.
Lebanon | 000025BD | Weather station in Lebanon managed with FieldClimate | 35.9869 | 33.8569 | 000025BD | A weather station in Lebanon obtaining data from multiple sources | STATION | - | ET0 | Reference evapotranspiration | The measure of the amount of water evaporated from a standardized reference surface, often used in agriculture for irrigation management. | Millimeters per day | mm/day | 000025BD_000025BD_ET0 | The datastream containing mesures of field 000025BD by sensor 000025BD which measures Reference evapotranspiration.
Lebanon | 000025BD | Weather station in Lebanon managed with FieldClimate | 35.9869 | 33.8569 | 000025BD | A weather station in Lebanon obtaining data from multiple sources | STATION | - | Wind orientation | Wind Direction | The compass direction from which the wind is blowing. | Degrees | º | 000025BD_000025BD_Wind_orientation | The datastream containing mesures of field 000025BD by sensor 000025BD which measures Wind Direction.
Lebanon | 000025BD | Weather station in Lebanon managed with FieldClimate | 35.9869 | 33.8569 | 000025BD | A weather station in Lebanon obtaining data from multiple sources | STATION | - | Midnight | Midnight | The point in time at the middle of the night, commonly defined as 12:00 AM. | - | - | 000025BD_000025BD_Midnight | The datastream containing mesures of field 000025BD by sensor 000025BD which measures Midnight.
Lebanon | 00204B21 | Weather station in Lebanon managed with FieldClimate | 35.991 | 33.8081 | 00204B21 | A weather station in Lebanon obtaining data from multiple sources | STATION | - | Solar radiation avg | Solar Radiation | Energy from the sun in the form of electromagnetic waves. | Watts per square meter | W/m² | 00204B21_00204B21_Solar_radiation_avg | The datastream containing mesures of field 00204B21 by sensor 00204B21 which measures Solar Radiation.
Lebanon | 00204B21 | Weather station in Lebanon managed with FieldClimate | 35.991 | 33.8081 | 00204B21 | A weather station in Lebanon obtaining data from multiple sources | STATION | - | Wind direction avg | Wind Direction | The compass direction from which the wind is blowing. | Degrees | º | 00204B21_00204B21_Wind_direction_avg | The datastream containing mesures of field 00204B21 by sensor 00204B21 which measures Wind Direction.
Lebanon | 00204B21 | Weather station in Lebanon managed with FieldClimate | 35.991 | 33.8081 | 00204B21 | A weather station in Lebanon obtaining data from multiple sources | STATION | - | Wind direction last | Wind Direction | The compass direction from which the wind is blowing. | Degrees | º | 00204B21_00204B21_Wind_direction_last | The datastream containing mesures of field 00204B21 by sensor 00204B21 which measures Wind Direction.
Lebanon | 00204B21 | Weather station in Lebanon managed with FieldClimate | 35.991 | 33.8081 | 00204B21 | A weather station in Lebanon obtaining data from multiple sources | STATION | - | Wetbulb temperature avg | Air Temperature | The measure of the hotness or coldness of the air. | Degrees Celsius | ºC | 00204B21_00204B21_Wetbulb_temperature_avg | The datastream containing mesures of field 00204B21 by sensor 00204B21 which measures Air Temperature.
Lebanon | 00204B21 | Weather station in Lebanon managed with FieldClimate | 35.991 | 33.8081 | 00204B21 | A weather station in Lebanon obtaining data from multiple sources | STATION | - | Wetbulb temperature max | Air Temperature | The measure of the hotness or coldness of the air. | Degrees Celsius | ºC | 00204B21_00204B21_Wetbulb_temperature_max | The datastream containing mesures of field 00204B21 by sensor 00204B21 which measures Air Temperature.
Lebanon | 00204B21 | Weather station in Lebanon managed with FieldClimate | 35.991 | 33.8081 | 00204B21 | A weather station in Lebanon obtaining data from multiple sources | STATION | - | Wetbulb temperature min | Air Temperature | The measure of the hotness or coldness of the air. | Degrees Celsius | ºC | 00204B21_00204B21_Wetbulb_temperature_min | The datastream containing mesures of field 00204B21 by sensor 00204B21 which measures Air Temperature.
Lebanon | 00204B21 | Weather station in Lebanon managed with FieldClimate | 35.991 | 33.8081 | 00204B21 | A weather station in Lebanon obtaining data from multiple sources | STATION | - | Solar Panel last | Solar Panel | A device that converts sunlight into electricity by harnessing the photovoltaic effect. | - | - | 00204B21_00204B21_Solar_Panel_last | The datastream containing mesures of field 00204B21 by sensor 00204B21 which measures Solar Panel.
Lebanon | 00204B21 | Weather station in Lebanon managed with FieldClimate | 35.991 | 33.8081 | 00204B21 | A weather station in Lebanon obtaining data from multiple sources | STATION | - | Precipitation sum | Precipitation | Any form of water, liquid or solid, falling from the sky, such as rain, snow, or sleet. | Millimeters | mm | 00204B21_00204B21_Precipitation_sum | The datastream containing mesures of field 00204B21 by sensor 00204B21 which measures Precipitation.
Lebanon | 00204B21 | Weather station in Lebanon managed with FieldClimate | 35.991 | 33.8081 | 00204B21 | A weather station in Lebanon obtaining data from multiple sources | STATION | - | Wind speed avg | Wind Speed | The rate at which the air is moving horizontally, often measured in miles per hour or meters per second. | Meters per second | m/s | 00204B21_00204B21_Wind_speed_avg | The datastream containing mesures of field 00204B21 by sensor 00204B21 which measures Wind Speed.
Lebanon | 00204B21 | Weather station in Lebanon managed with FieldClimate | 35.991 | 33.8081 | 00204B21 | A weather station in Lebanon obtaining data from multiple sources | STATION | - | Wind speed max | Wind Speed | The rate at which the air is moving horizontally, often measured in miles per hour or meters per second. | Meters per second | m/s | 00204B21_00204B21_Wind_speed_max | The datastream containing mesures of field 00204B21 by sensor 00204B21 which measures Wind Speed.
Lebanon | 00204B21 | Weather station in Lebanon managed with FieldClimate | 35.991 | 33.8081 | 00204B21 | A weather station in Lebanon obtaining data from multiple sources | STATION | - | Battery last | Battery Level | The percentage of battery level associated to the specific sensor. | Percentage | % | 00204B21_00204B21_Battery_last | The datastream containing mesures of field 00204B21 by sensor 00204B21 which measures Battery Level.
Lebanon | 00204B21 | Weather station in Lebanon managed with FieldClimate | 35.991 | 33.8081 | 00204B21 | A weather station in Lebanon obtaining data from multiple sources | STATION | - | Leaf Wetness time | Leaf Wetness | The presence of moisture on the surface of plant leaves, often indicating favorable conditions for disease development. | - | - | 00204B21_00204B21_Leaf_Wetness_time | The datastream containing mesures of field 00204B21 by sensor 00204B21 which measures Leaf Wetness.
Lebanon | 00204B21 | Weather station in Lebanon managed with FieldClimate | 35.991 | 33.8081 | 00204B21 | A weather station in Lebanon obtaining data from multiple sources | STATION | - | HC Serial Number last | Serial Number | A unique identifier assigned to an individual item, facilitating its tracking and differentiation from others. | - | - | 00204B21_00204B21_HC_Serial_Number_last | The datastream containing mesures of field 00204B21 by sensor 00204B21 which measures Serial Number.
Lebanon | 00204B21 | Weather station in Lebanon managed with FieldClimate | 35.991 | 33.8081 | 00204B21 | A weather station in Lebanon obtaining data from multiple sources | STATION | - | HC Air temperature avg | Air Temperature | The measure of the hotness or coldness of the air. | Degrees Celsius | ºC | 00204B21_00204B21_HC_Air_temperature_avg | The datastream containing mesures of field 00204B21 by sensor 00204B21 which measures Air Temperature.
Lebanon | 00204B21 | Weather station in Lebanon managed with FieldClimate | 35.991 | 33.8081 | 00204B21 | A weather station in Lebanon obtaining data from multiple sources | STATION | - | HC Air temperature max | Air Temperature | The measure of the hotness or coldness of the air. | Degrees Celsius | ºC | 00204B21_00204B21_HC_Air_temperature_max | The datastream containing mesures of field 00204B21 by sensor 00204B21 which measures Air Temperature.
Lebanon | 00204B21 | Weather station in Lebanon managed with FieldClimate | 35.991 | 33.8081 | 00204B21 | A weather station in Lebanon obtaining data from multiple sources | STATION | - | HC Air temperature min | Air Temperature | The measure of the hotness or coldness of the air. | Degrees Celsius | ºC | 00204B21_00204B21_HC_Air_temperature_min | The datastream containing mesures of field 00204B21 by sensor 00204B21 which measures Air Temperature.
Lebanon | 00204B21 | Weather station in Lebanon managed with FieldClimate | 35.991 | 33.8081 | 00204B21 | A weather station in Lebanon obtaining data from multiple sources | STATION | - | HC Relative humidity avg | Air Humidity | The amount of moisture or water vapor present in the air, often expressed as a percentage of the maximum amount the air could hold at a given temperature. | Percentage | % | 00204B21_00204B21_HC_Relative_humidity_avg | The datastream containing mesures of field 00204B21 by sensor 00204B21 which measures Air Humidity.
Lebanon | 00204B21 | Weather station in Lebanon managed with FieldClimate | 35.991 | 33.8081 | 00204B21 | A weather station in Lebanon obtaining data from multiple sources | STATION | - | HC Relative humidity max | Air Humidity | The amount of moisture or water vapor present in the air, often expressed as a percentage of the maximum amount the air could hold at a given temperature. | Percentage | % | 00204B21_00204B21_HC_Relative_humidity_max | The datastream containing mesures of field 00204B21 by sensor 00204B21 which measures Air Humidity.
Lebanon | 00204B21 | Weather station in Lebanon managed with FieldClimate | 35.991 | 33.8081 | 00204B21 | A weather station in Lebanon obtaining data from multiple sources | STATION | - | HC Relative humidity min | Air Humidity | The amount of moisture or water vapor present in the air, often expressed as a percentage of the maximum amount the air could hold at a given temperature. | Percentage | % | 00204B21_00204B21_HC_Relative_humidity_min | The datastream containing mesures of field 00204B21 by sensor 00204B21 which measures Air Humidity.
Lebanon | 00204B21 | Weather station in Lebanon managed with FieldClimate | 35.991 | 33.8081 | 00204B21 | A weather station in Lebanon obtaining data from multiple sources | STATION | - | Dew Point avg | Dew Point | The temperature at which air becomes saturated with moisture, leading to the formation of dew or condensation. | Degrees Celsius | ºC | 00204B21_00204B21_Dew_Point_avg | The datastream containing mesures of field 00204B21 by sensor 00204B21 which measures Dew Point.
Lebanon | 00204B21 | Weather station in Lebanon managed with FieldClimate | 35.991 | 33.8081 | 00204B21 | A weather station in Lebanon obtaining data from multiple sources | STATION | - | Dew Point min | Dew Point | The temperature at which air becomes saturated with moisture, leading to the formation of dew or condensation. | Degrees Celsius | ºC | 00204B21_00204B21_Dew_Point_min | The datastream containing mesures of field 00204B21 by sensor 00204B21 which measures Dew Point.
Lebanon | 00204B21 | Weather station in Lebanon managed with FieldClimate | 35.991 | 33.8081 | 00204B21 | A weather station in Lebanon obtaining data from multiple sources | STATION | - | VPD avg | VPD | The difference between the amount of moisture in the air and the maximum amount of moisture the air can hold at a given temperature. | Kilopascal | kPa | 00204B21_00204B21_VPD_avg | The datastream containing mesures of field 00204B21 by sensor 00204B21 which measures VPD.
Lebanon | 00204B21 | Weather station in Lebanon managed with FieldClimate | 35.991 | 33.8081 | 00204B21 | A weather station in Lebanon obtaining data from multiple sources | STATION | - | VPD min | VPD | The difference between the amount of moisture in the air and the maximum amount of moisture the air can hold at a given temperature. | Kilopascal | kPa | 00204B21_00204B21_VPD_min | The datastream containing mesures of field 00204B21 by sensor 00204B21 which measures VPD.
Lebanon | 00204B21 | Weather station in Lebanon managed with FieldClimate | 35.991 | 33.8081 | 00204B21 | A weather station in Lebanon obtaining data from multiple sources | STATION | - | Wind speed max max | Wind Speed | The rate at which the air is moving horizontally, often measured in miles per hour or meters per second. | Meters per second | m/s | 00204B21_00204B21_Wind_speed_max_max | The datastream containing mesures of field 00204B21 by sensor 00204B21 which measures Wind Speed.
Lebanon | 00204B21 | Weather station in Lebanon managed with FieldClimate | 35.991 | 33.8081 | 00204B21 | A weather station in Lebanon obtaining data from multiple sources | STATION | - | DeltaT avg | DeltaT | The difference in time between two events, often used in various scientific contexts. | Seconds | s | 00204B21_00204B21_DeltaT_avg | The datastream containing mesures of field 00204B21 by sensor 00204B21 which measures DeltaT.
Lebanon | 00204B21 | Weather station in Lebanon managed with FieldClimate | 35.991 | 33.8081 | 00204B21 | A weather station in Lebanon obtaining data from multiple sources | STATION | - | DeltaT max | DeltaT | The difference in time between two events, often used in various scientific contexts. | Seconds | s | 00204B21_00204B21_DeltaT_max | The datastream containing mesures of field 00204B21 by sensor 00204B21 which measures DeltaT.
Lebanon | 00204B21 | Weather station in Lebanon managed with FieldClimate | 35.991 | 33.8081 | 00204B21 | A weather station in Lebanon obtaining data from multiple sources | STATION | - | DeltaT min | DeltaT | The difference in time between two events, often used in various scientific contexts. | Seconds | s | 00204B21_00204B21_DeltaT_min | The datastream containing mesures of field 00204B21 by sensor 00204B21 which measures DeltaT.
Lebanon | 00204B21 | Weather station in Lebanon managed with FieldClimate | 35.991 | 33.8081 | 00204B21 | A weather station in Lebanon obtaining data from multiple sources | STATION | - | Air pressure avg | Atmospheric Pressure | The force exerted by the weight of the air above a given point on Earth's surface, which can vary with changes in weather and altitude. | Kilopascal | kPa | 00204B21_00204B21_Air_pressure_avg | The datastream containing mesures of field 00204B21 by sensor 00204B21 which measures Atmospheric Pressure.
Lebanon | 00204B21 | Weather station in Lebanon managed with FieldClimate | 35.991 | 33.8081 | 00204B21 | A weather station in Lebanon obtaining data from multiple sources | STATION | - | Air pressure max | Atmospheric Pressure | The force exerted by the weight of the air above a given point on Earth's surface, which can vary with changes in weather and altitude. | Kilopascal | kPa | 00204B21_00204B21_Air_pressure_max | The datastream containing mesures of field 00204B21 by sensor 00204B21 which measures Atmospheric Pressure.
Lebanon | 00204B21 | Weather station in Lebanon managed with FieldClimate | 35.991 | 33.8081 | 00204B21 | A weather station in Lebanon obtaining data from multiple sources | STATION | - | Air pressure min | Atmospheric Pressure | The force exerted by the weight of the air above a given point on Earth's surface, which can vary with changes in weather and altitude. | Kilopascal | kPa | 00204B21_00204B21_Air_pressure_min | The datastream containing mesures of field 00204B21 by sensor 00204B21 which measures Atmospheric Pressure.
Lebanon | 00204B21 | Weather station in Lebanon managed with FieldClimate | 35.991 | 33.8081 | 00204B21 | A weather station in Lebanon obtaining data from multiple sources | STATION | - | ET0 | Reference evapotranspiration | The measure of the amount of water evaporated from a standardized reference surface, often used in agriculture for irrigation management. | Millimeters per day | mm/day | 00204B21_00204B21_ET0 | The datastream containing mesures of field 00204B21 by sensor 00204B21 which measures Reference evapotranspiration.
Lebanon | 00204B21 | Weather station in Lebanon managed with FieldClimate | 35.991 | 33.8081 | 00204B21 | A weather station in Lebanon obtaining data from multiple sources | STATION | - | Wind orientation | Wind Direction | The compass direction from which the wind is blowing. | Degrees | º | 00204B21_00204B21_Wind_orientation | The datastream containing mesures of field 00204B21 by sensor 00204B21 which measures Wind Direction.
Lebanon | 00204B21 | Weather station in Lebanon managed with FieldClimate | 35.991 | 33.8081 | 00204B21 | A weather station in Lebanon obtaining data from multiple sources | STATION | - | Midnight | Midnight | The point in time at the middle of the night, commonly defined as 12:00 AM. | - | - | 00204B21_00204B21_Midnight | The datastream containing mesures of field 00204B21 by sensor 00204B21 which measures Midnight.
Lebanon | 00204EB1 | Weather station in Lebanon managed with FieldClimate | 36.1456 | 34.0618 | 00204EB1 | A weather station in Lebanon obtaining data from multiple sources | STATION | - | Solar radiation avg | Solar Radiation | Energy from the sun in the form of electromagnetic waves. | Watts per square meter | W/m² | 00204EB1_00204EB1_Solar_radiation_avg | The datastream containing mesures of field 00204EB1 by sensor 00204EB1 which measures Solar Radiation.
Lebanon | 00204EB1 | Weather station in Lebanon managed with FieldClimate | 36.1456 | 34.0618 | 00204EB1 | A weather station in Lebanon obtaining data from multiple sources | STATION | - | Wind direction avg | Wind Direction | The compass direction from which the wind is blowing. | Degrees | º | 00204EB1_00204EB1_Wind_direction_avg | The datastream containing mesures of field 00204EB1 by sensor 00204EB1 which measures Wind Direction.
Lebanon | 00204EB1 | Weather station in Lebanon managed with FieldClimate | 36.1456 | 34.0618 | 00204EB1 | A weather station in Lebanon obtaining data from multiple sources | STATION | - | Wind direction last | Wind Direction | The compass direction from which the wind is blowing. | Degrees | º | 00204EB1_00204EB1_Wind_direction_last | The datastream containing mesures of field 00204EB1 by sensor 00204EB1 which measures Wind Direction.
Lebanon | 00204EB1 | Weather station in Lebanon managed with FieldClimate | 36.1456 | 34.0618 | 00204EB1 | A weather station in Lebanon obtaining data from multiple sources | STATION | - | Soil temperature avg | Soil Temperature | The measure of temperature of the soil. | Degrees Celsius | ºC | 00204EB1_00204EB1_Soil_temperature_avg | The datastream containing mesures of field 00204EB1 by sensor 00204EB1 which measures Soil Temperature.
Lebanon | 00204EB1 | Weather station in Lebanon managed with FieldClimate | 36.1456 | 34.0618 | 00204EB1 | A weather station in Lebanon obtaining data from multiple sources | STATION | - | Soil temperature max | Soil Temperature | The measure of temperature of the soil. | Degrees Celsius | ºC | 00204EB1_00204EB1_Soil_temperature_max | The datastream containing mesures of field 00204EB1 by sensor 00204EB1 which measures Soil Temperature.
Lebanon | 00204EB1 | Weather station in Lebanon managed with FieldClimate | 36.1456 | 34.0618 | 00204EB1 | A weather station in Lebanon obtaining data from multiple sources | STATION | - | Soil temperature min | Soil Temperature | The measure of temperature of the soil. | Degrees Celsius | ºC | 00204EB1_00204EB1_Soil_temperature_min | The datastream containing mesures of field 00204EB1 by sensor 00204EB1 which measures Soil Temperature.
Lebanon | 00204EB1 | Weather station in Lebanon managed with FieldClimate | 36.1456 | 34.0618 | 00204EB1 | A weather station in Lebanon obtaining data from multiple sources | STATION | - | Solar Panel last | Solar Panel | A device that converts sunlight into electricity by harnessing the photovoltaic effect. | - | - | 00204EB1_00204EB1_Solar_Panel_last | The datastream containing mesures of field 00204EB1 by sensor 00204EB1 which measures Solar Panel.
Lebanon | 00204EB1 | Weather station in Lebanon managed with FieldClimate | 36.1456 | 34.0618 | 00204EB1 | A weather station in Lebanon obtaining data from multiple sources | STATION | - | Precipitation sum | Precipitation | Any form of water, liquid or solid, falling from the sky, such as rain, snow, or sleet. | Millimeters | mm | 00204EB1_00204EB1_Precipitation_sum | The datastream containing mesures of field 00204EB1 by sensor 00204EB1 which measures Precipitation.
Lebanon | 00204EB1 | Weather station in Lebanon managed with FieldClimate | 36.1456 | 34.0618 | 00204EB1 | A weather station in Lebanon obtaining data from multiple sources | STATION | - | Wind speed avg | Wind Speed | The rate at which the air is moving horizontally, often measured in miles per hour or meters per second. | Meters per second | m/s | 00204EB1_00204EB1_Wind_speed_avg | The datastream containing mesures of field 00204EB1 by sensor 00204EB1 which measures Wind Speed.
Lebanon | 00204EB1 | Weather station in Lebanon managed with FieldClimate | 36.1456 | 34.0618 | 00204EB1 | A weather station in Lebanon obtaining data from multiple sources | STATION | - | Wind speed max | Wind Speed | The rate at which the air is moving horizontally, often measured in miles per hour or meters per second. | Meters per second | m/s | 00204EB1_00204EB1_Wind_speed_max | The datastream containing mesures of field 00204EB1 by sensor 00204EB1 which measures Wind Speed.
Lebanon | 00204EB1 | Weather station in Lebanon managed with FieldClimate | 36.1456 | 34.0618 | 00204EB1 | A weather station in Lebanon obtaining data from multiple sources | STATION | - | Battery last | Battery Level | The percentage of battery level associated to the specific sensor. | Percentage | % | 00204EB1_00204EB1_Battery_last | The datastream containing mesures of field 00204EB1 by sensor 00204EB1 which measures Battery Level.
Lebanon | 00204EB1 | Weather station in Lebanon managed with FieldClimate | 36.1456 | 34.0618 | 00204EB1 | A weather station in Lebanon obtaining data from multiple sources | STATION | - | Leaf Wetness time | Leaf Wetness | The presence of moisture on the surface of plant leaves, often indicating favorable conditions for disease development. | - | - | 00204EB1_00204EB1_Leaf_Wetness_time | The datastream containing mesures of field 00204EB1 by sensor 00204EB1 which measures Leaf Wetness.
Lebanon | 00204EB1 | Weather station in Lebanon managed with FieldClimate | 36.1456 | 34.0618 | 00204EB1 | A weather station in Lebanon obtaining data from multiple sources | STATION | - | HC Serial Number last | Serial Number | A unique identifier assigned to an individual item, facilitating its tracking and differentiation from others. | - | - | 00204EB1_00204EB1_HC_Serial_Number_last | The datastream containing mesures of field 00204EB1 by sensor 00204EB1 which measures Serial Number.
Lebanon | 00204EB1 | Weather station in Lebanon managed with FieldClimate | 36.1456 | 34.0618 | 00204EB1 | A weather station in Lebanon obtaining data from multiple sources | STATION | - | HC Air temperature avg | Air Temperature | The measure of the hotness or coldness of the air. | Degrees Celsius | ºC | 00204EB1_00204EB1_HC_Air_temperature_avg | The datastream containing mesures of field 00204EB1 by sensor 00204EB1 which measures Air Temperature.
Lebanon | 00204EB1 | Weather station in Lebanon managed with FieldClimate | 36.1456 | 34.0618 | 00204EB1 | A weather station in Lebanon obtaining data from multiple sources | STATION | - | HC Air temperature max | Air Temperature | The measure of the hotness or coldness of the air. | Degrees Celsius | ºC | 00204EB1_00204EB1_HC_Air_temperature_max | The datastream containing mesures of field 00204EB1 by sensor 00204EB1 which measures Air Temperature.
Lebanon | 00204EB1 | Weather station in Lebanon managed with FieldClimate | 36.1456 | 34.0618 | 00204EB1 | A weather station in Lebanon obtaining data from multiple sources | STATION | - | HC Air temperature min | Air Temperature | The measure of the hotness or coldness of the air. | Degrees Celsius | ºC | 00204EB1_00204EB1_HC_Air_temperature_min | The datastream containing mesures of field 00204EB1 by sensor 00204EB1 which measures Air Temperature.
Lebanon | 00204EB1 | Weather station in Lebanon managed with FieldClimate | 36.1456 | 34.0618 | 00204EB1 | A weather station in Lebanon obtaining data from multiple sources | STATION | - | HC Relative humidity avg | Air Humidity | The amount of moisture or water vapor present in the air, often expressed as a percentage of the maximum amount the air could hold at a given temperature. | Percentage | % | 00204EB1_00204EB1_HC_Relative_humidity_avg | The datastream containing mesures of field 00204EB1 by sensor 00204EB1 which measures Air Humidity.
Lebanon | 00204EB1 | Weather station in Lebanon managed with FieldClimate | 36.1456 | 34.0618 | 00204EB1 | A weather station in Lebanon obtaining data from multiple sources | STATION | - | HC Relative humidity max | Air Humidity | The amount of moisture or water vapor present in the air, often expressed as a percentage of the maximum amount the air could hold at a given temperature. | Percentage | % | 00204EB1_00204EB1_HC_Relative_humidity_max | The datastream containing mesures of field 00204EB1 by sensor 00204EB1 which measures Air Humidity.
Lebanon | 00204EB1 | Weather station in Lebanon managed with FieldClimate | 36.1456 | 34.0618 | 00204EB1 | A weather station in Lebanon obtaining data from multiple sources | STATION | - | HC Relative humidity min | Air Humidity | The amount of moisture or water vapor present in the air, often expressed as a percentage of the maximum amount the air could hold at a given temperature. | Percentage | % | 00204EB1_00204EB1_HC_Relative_humidity_min | The datastream containing mesures of field 00204EB1 by sensor 00204EB1 which measures Air Humidity.
Lebanon | 00204EB1 | Weather station in Lebanon managed with FieldClimate | 36.1456 | 34.0618 | 00204EB1 | A weather station in Lebanon obtaining data from multiple sources | STATION | - | Dew Point avg | Dew Point | The temperature at which air becomes saturated with moisture, leading to the formation of dew or condensation. | Degrees Celsius | ºC | 00204EB1_00204EB1_Dew_Point_avg | The datastream containing mesures of field 00204EB1 by sensor 00204EB1 which measures Dew Point.
Lebanon | 00204EB1 | Weather station in Lebanon managed with FieldClimate | 36.1456 | 34.0618 | 00204EB1 | A weather station in Lebanon obtaining data from multiple sources | STATION | - | Dew Point min | Dew Point | The temperature at which air becomes saturated with moisture, leading to the formation of dew or condensation. | Degrees Celsius | ºC | 00204EB1_00204EB1_Dew_Point_min | The datastream containing mesures of field 00204EB1 by sensor 00204EB1 which measures Dew Point.
Lebanon | 00204EB1 | Weather station in Lebanon managed with FieldClimate | 36.1456 | 34.0618 | 00204EB1 | A weather station in Lebanon obtaining data from multiple sources | STATION | - | Latitude last | Latitude | The angular distance of a location north or south of the equator, measured in degrees. | Degrees | º | 00204EB1_00204EB1_Latitude_last | The datastream containing mesures of field 00204EB1 by sensor 00204EB1 which measures Latitude.
Lebanon | 00204EB1 | Weather station in Lebanon managed with FieldClimate | 36.1456 | 34.0618 | 00204EB1 | A weather station in Lebanon obtaining data from multiple sources | STATION | - | Longitude last | Longitude | The angular distance of a location east or west of the prime meridian, measured in degrees. | Degrees | º | 00204EB1_00204EB1_Longitude_last | The datastream containing mesures of field 00204EB1 by sensor 00204EB1 which measures Longitude.
Lebanon | 00204EB1 | Weather station in Lebanon managed with FieldClimate | 36.1456 | 34.0618 | 00204EB1 | A weather station in Lebanon obtaining data from multiple sources | STATION | - | Altitude last | Altitude | The vertical distance of a location above a reference point, typically sea level, measured in meters or feet. | Meters | m | 00204EB1_00204EB1_Altitude_last | The datastream containing mesures of field 00204EB1 by sensor 00204EB1 which measures Altitude.
Lebanon | 00204EB1 | Weather station in Lebanon managed with FieldClimate | 36.1456 | 34.0618 | 00204EB1 | A weather station in Lebanon obtaining data from multiple sources | STATION | - | Horizontal dilusion of position last | Horizontal dilusion | A measure of the spread of GPS satellite signals as they reach a receiver on the Earth's surface, affecting the accuracy of position calculations. | - | - | 00204EB1_00204EB1_Horizontal_dilusion_of_position_last | The datastream containing mesures of field 00204EB1 by sensor 00204EB1 which measures Horizontal dilusion.
Lebanon | 00204EB1 | Weather station in Lebanon managed with FieldClimate | 36.1456 | 34.0618 | 00204EB1 | A weather station in Lebanon obtaining data from multiple sources | STATION | - | VPD avg | VPD | The difference between the amount of moisture in the air and the maximum amount of moisture the air can hold at a given temperature. | Kilopascal | kPa | 00204EB1_00204EB1_VPD_avg | The datastream containing mesures of field 00204EB1 by sensor 00204EB1 which measures VPD.
Lebanon | 00204EB1 | Weather station in Lebanon managed with FieldClimate | 36.1456 | 34.0618 | 00204EB1 | A weather station in Lebanon obtaining data from multiple sources | STATION | - | VPD min | VPD | The difference between the amount of moisture in the air and the maximum amount of moisture the air can hold at a given temperature. | Kilopascal | kPa | 00204EB1_00204EB1_VPD_min | The datastream containing mesures of field 00204EB1 by sensor 00204EB1 which measures VPD.
Lebanon | 00204EB1 | Weather station in Lebanon managed with FieldClimate | 36.1456 | 34.0618 | 00204EB1 | A weather station in Lebanon obtaining data from multiple sources | STATION | - | Air pressure avg | Atmospheric Pressure | The force exerted by the weight of the air above a given point on Earth's surface, which can vary with changes in weather and altitude. | Kilopascal | kPa | 00204EB1_00204EB1_Air_pressure_avg | The datastream containing mesures of field 00204EB1 by sensor 00204EB1 which measures Atmospheric Pressure.
Lebanon | 00204EB1 | Weather station in Lebanon managed with FieldClimate | 36.1456 | 34.0618 | 00204EB1 | A weather station in Lebanon obtaining data from multiple sources | STATION | - | Air pressure max | Atmospheric Pressure | The force exerted by the weight of the air above a given point on Earth's surface, which can vary with changes in weather and altitude. | Kilopascal | kPa | 00204EB1_00204EB1_Air_pressure_max | The datastream containing mesures of field 00204EB1 by sensor 00204EB1 which measures Atmospheric Pressure.
Lebanon | 00204EB1 | Weather station in Lebanon managed with FieldClimate | 36.1456 | 34.0618 | 00204EB1 | A weather station in Lebanon obtaining data from multiple sources | STATION | - | Air pressure min | Atmospheric Pressure | The force exerted by the weight of the air above a given point on Earth's surface, which can vary with changes in weather and altitude. | Kilopascal | kPa | 00204EB1_00204EB1_Air_pressure_min | The datastream containing mesures of field 00204EB1 by sensor 00204EB1 which measures Atmospheric Pressure.
Lebanon | 00204EB1 | Weather station in Lebanon managed with FieldClimate | 36.1456 | 34.0618 | 00204EB1 | A weather station in Lebanon obtaining data from multiple sources | STATION | - | 5TE Battery voltage last | Battery Voltage | The electrical potential in a battery, indicating its charge level. | Millivolts | mV | 00204EB1_00204EB1_5TE_Battery_voltage_last | The datastream containing mesures of field 00204EB1 by sensor 00204EB1 which measures Battery Voltage.
Lebanon | 00204EB1 | Weather station in Lebanon managed with FieldClimate | 36.1456 | 34.0618 | 00204EB1 | A weather station in Lebanon obtaining data from multiple sources | STATION | - | PI54a (VWC) avg | Battery Voltage | The electrical potential in a battery, indicating its charge level. | Millivolts | mV | 00204EB1_00204EB1_PI54a_(VWC)_avg | The datastream containing mesures of field 00204EB1 by sensor 00204EB1 which measures Battery Voltage.
Lebanon | 00204EB1 | Weather station in Lebanon managed with FieldClimate | 36.1456 | 34.0618 | 00204EB1 | A weather station in Lebanon obtaining data from multiple sources | STATION | - | Watermark 1 avg | Leak warning | A warning in case of water leak detected | True / False | N/A | 00204EB1_00204EB1_Watermark_1_avg | The datastream containing mesures of field 00204EB1 by sensor 00204EB1 which measures Leak warning.
Lebanon | 00204EB1 | Weather station in Lebanon managed with FieldClimate | 36.1456 | 34.0618 | 00204EB1 | A weather station in Lebanon obtaining data from multiple sources | STATION | - | Watermark 2 avg | Leak warning | A warning in case of water leak detected | True / False | N/A | 00204EB1_00204EB1_Watermark_2_avg | The datastream containing mesures of field 00204EB1 by sensor 00204EB1 which measures Leak warning.
Lebanon | 00204EB1 | Weather station in Lebanon managed with FieldClimate | 36.1456 | 34.0618 | 00204EB1 | A weather station in Lebanon obtaining data from multiple sources | STATION | - | Wetbulb temperature avg | Air Temperature | The measure of the hotness or coldness of the air. | Degrees Celsius | ºC | 00204EB1_00204EB1_Wetbulb_temperature_avg | The datastream containing mesures of field 00204EB1 by sensor 00204EB1 which measures Air Temperature.
Lebanon | 00204EB1 | Weather station in Lebanon managed with FieldClimate | 36.1456 | 34.0618 | 00204EB1 | A weather station in Lebanon obtaining data from multiple sources | STATION | - | Wetbulb temperature max | Air Temperature | The measure of the hotness or coldness of the air. | Degrees Celsius | ºC | 00204EB1_00204EB1_Wetbulb_temperature_max | The datastream containing mesures of field 00204EB1 by sensor 00204EB1 which measures Air Temperature.
Lebanon | 00204EB1 | Weather station in Lebanon managed with FieldClimate | 36.1456 | 34.0618 | 00204EB1 | A weather station in Lebanon obtaining data from multiple sources | STATION | - | Wetbulb temperature min | Air Temperature | The measure of the hotness or coldness of the air. | Degrees Celsius | ºC | 00204EB1_00204EB1_Wetbulb_temperature_min | The datastream containing mesures of field 00204EB1 by sensor 00204EB1 which measures Air Temperature.
Lebanon | 00204EB1 | Weather station in Lebanon managed with FieldClimate | 36.1456 | 34.0618 | 00204EB1 | A weather station in Lebanon obtaining data from multiple sources | STATION | - | Drybulb temperature avg | Air Temperature | The measure of the hotness or coldness of the air. | Degrees Celsius | ºC | 00204EB1_00204EB1_Drybulb_temperature_avg | The datastream containing mesures of field 00204EB1 by sensor 00204EB1 which measures Air Temperature.
Lebanon | 00204EB1 | Weather station in Lebanon managed with FieldClimate | 36.1456 | 34.0618 | 00204EB1 | A weather station in Lebanon obtaining data from multiple sources | STATION | - | Drybulb temperature max | Air Temperature | The measure of the hotness or coldness of the air. | Degrees Celsius | ºC | 00204EB1_00204EB1_Drybulb_temperature_max | The datastream containing mesures of field 00204EB1 by sensor 00204EB1 which measures Air Temperature.
Lebanon | 00204EB1 | Weather station in Lebanon managed with FieldClimate | 36.1456 | 34.0618 | 00204EB1 | A weather station in Lebanon obtaining data from multiple sources | STATION | - | Drybulb temperature min | Air Temperature | The measure of the hotness or coldness of the air. | Degrees Celsius | ºC | 00204EB1_00204EB1_Drybulb_temperature_min | The datastream containing mesures of field 00204EB1 by sensor 00204EB1 which measures Air Temperature.
Lebanon | 00204EB1 | Weather station in Lebanon managed with FieldClimate | 36.1456 | 34.0618 | 00204EB1 | A weather station in Lebanon obtaining data from multiple sources | STATION | - | ET0 | Reference evapotranspiration | The measure of the amount of water evaporated from a standardized reference surface, often used in agriculture for irrigation management. | Millimeters per day | mm/day | 00204EB1_00204EB1_ET0 | The datastream containing mesures of field 00204EB1 by sensor 00204EB1 which measures Reference evapotranspiration.
Lebanon | 00204EB1 | Weather station in Lebanon managed with FieldClimate | 36.1456 | 34.0618 | 00204EB1 | A weather station in Lebanon obtaining data from multiple sources | STATION | - | Wind orientation | Wind Direction | The compass direction from which the wind is blowing. | Degrees | º | 00204EB1_00204EB1_Wind_orientation | The datastream containing mesures of field 00204EB1 by sensor 00204EB1 which measures Wind Direction.
Lebanon | 00204EB1 | Weather station in Lebanon managed with FieldClimate | 36.1456 | 34.0618 | 00204EB1 | A weather station in Lebanon obtaining data from multiple sources | STATION | - | Midnight | Midnight | The point in time at the middle of the night, commonly defined as 12:00 AM. | - | - | 00204EB1_00204EB1_Midnight | The datastream containing mesures of field 00204EB1 by sensor 00204EB1 which measures Midnight.
Lebanon | 000008D6 | Weather station in Lebanon managed with FieldClimate | 35.9106 | 33.8159 | 000008D6 | A weather station in Lebanon obtaining data from multiple sources | STATION | - | Precipitation sum | Precipitation | Any form of water, liquid or solid, falling from the sky, such as rain, snow, or sleet. | Millimeters | mm | 000008D6_000008D6_Precipitation_sum | The datastream containing mesures of field 000008D6 by sensor 000008D6 which measures Precipitation.
Lebanon | 000008D6 | Weather station in Lebanon managed with FieldClimate | 35.9106 | 33.8159 | 000008D6 | A weather station in Lebanon obtaining data from multiple sources | STATION | - | Battery last | Battery Level | The percentage of battery level associated to the specific sensor. | Percentage | % | 000008D6_000008D6_Battery_last | The datastream containing mesures of field 000008D6 by sensor 000008D6 which measures Battery Level.
Lebanon | 000008D6 | Weather station in Lebanon managed with FieldClimate | 35.9106 | 33.8159 | 000008D6 | A weather station in Lebanon obtaining data from multiple sources | STATION | - | Leaf Wetness time | Leaf Wetness | The presence of moisture on the surface of plant leaves, often indicating favorable conditions for disease development. | - | - | 000008D6_000008D6_Leaf_Wetness_time | The datastream containing mesures of field 000008D6 by sensor 000008D6 which measures Leaf Wetness.
Lebanon | 000008D6 | Weather station in Lebanon managed with FieldClimate | 35.9106 | 33.8159 | 000008D6 | A weather station in Lebanon obtaining data from multiple sources | STATION | - | HC Air temperature avg | Air Temperature | The measure of the hotness or coldness of the air. | Degrees Celsius | ºC | 000008D6_000008D6_HC_Air_temperature_avg | The datastream containing mesures of field 000008D6 by sensor 000008D6 which measures Air Temperature.
Lebanon | 000008D6 | Weather station in Lebanon managed with FieldClimate | 35.9106 | 33.8159 | 000008D6 | A weather station in Lebanon obtaining data from multiple sources | STATION | - | HC Air temperature max | Air Temperature | The measure of the hotness or coldness of the air. | Degrees Celsius | ºC | 000008D6_000008D6_HC_Air_temperature_max | The datastream containing mesures of field 000008D6 by sensor 000008D6 which measures Air Temperature.
Lebanon | 000008D6 | Weather station in Lebanon managed with FieldClimate | 35.9106 | 33.8159 | 000008D6 | A weather station in Lebanon obtaining data from multiple sources | STATION | - | HC Air temperature min | Air Temperature | The measure of the hotness or coldness of the air. | Degrees Celsius | ºC | 000008D6_000008D6_HC_Air_temperature_min | The datastream containing mesures of field 000008D6 by sensor 000008D6 which measures Air Temperature.
Lebanon | 000008D6 | Weather station in Lebanon managed with FieldClimate | 35.9106 | 33.8159 | 000008D6 | A weather station in Lebanon obtaining data from multiple sources | STATION | - | HC Relative humidity avg | Air Humidity | The amount of moisture or water vapor present in the air, often expressed as a percentage of the maximum amount the air could hold at a given temperature. | Percentage | % | 000008D6_000008D6_HC_Relative_humidity_avg | The datastream containing mesures of field 000008D6 by sensor 000008D6 which measures Air Humidity.
Lebanon | 000008D6 | Weather station in Lebanon managed with FieldClimate | 35.9106 | 33.8159 | 000008D6 | A weather station in Lebanon obtaining data from multiple sources | STATION | - | HC Relative humidity max | Air Humidity | The amount of moisture or water vapor present in the air, often expressed as a percentage of the maximum amount the air could hold at a given temperature. | Percentage | % | 000008D6_000008D6_HC_Relative_humidity_max | The datastream containing mesures of field 000008D6 by sensor 000008D6 which measures Air Humidity.
Lebanon | 000008D6 | Weather station in Lebanon managed with FieldClimate | 35.9106 | 33.8159 | 000008D6 | A weather station in Lebanon obtaining data from multiple sources | STATION | - | HC Relative humidity min | Air Humidity | The amount of moisture or water vapor present in the air, often expressed as a percentage of the maximum amount the air could hold at a given temperature. | Percentage | % | 000008D6_000008D6_HC_Relative_humidity_min | The datastream containing mesures of field 000008D6 by sensor 000008D6 which measures Air Humidity.
Lebanon | 000008D6 | Weather station in Lebanon managed with FieldClimate | 35.9106 | 33.8159 | 000008D6 | A weather station in Lebanon obtaining data from multiple sources | STATION | - | Dew Point avg | Dew Point | The temperature at which air becomes saturated with moisture, leading to the formation of dew or condensation. | Degrees Celsius | ºC | 000008D6_000008D6_Dew_Point_avg | The datastream containing mesures of field 000008D6 by sensor 000008D6 which measures Dew Point.
Lebanon | 000008D6 | Weather station in Lebanon managed with FieldClimate | 35.9106 | 33.8159 | 000008D6 | A weather station in Lebanon obtaining data from multiple sources | STATION | - | Dew Point min | Dew Point | The temperature at which air becomes saturated with moisture, leading to the formation of dew or condensation. | Degrees Celsius | ºC | 000008D6_000008D6_Dew_Point_min | The datastream containing mesures of field 000008D6 by sensor 000008D6 which measures Dew Point.
Lebanon | 000008D6 | Weather station in Lebanon managed with FieldClimate | 35.9106 | 33.8159 | 000008D6 | A weather station in Lebanon obtaining data from multiple sources | STATION | - | Tensiometer avg | Tensiometer | Device used to measure the surface tension of a liquid, typically by observing the height to which the liquid rises in a fine tube against the force of gravity. | Newtons per meter | N/m | 000008D6_000008D6_Tensiometer_avg | The datastream containing mesures of field 000008D6 by sensor 000008D6 which measures Tensiometer.
Lebanon | 000008D6 | Weather station in Lebanon managed with FieldClimate | 35.9106 | 33.8159 | 000008D6 | A weather station in Lebanon obtaining data from multiple sources | STATION | - | Tensiometer max | Tensiometer | Device used to measure the surface tension of a liquid, typically by observing the height to which the liquid rises in a fine tube against the force of gravity. | Newtons per meter | N/m | 000008D6_000008D6_Tensiometer_max | The datastream containing mesures of field 000008D6 by sensor 000008D6 which measures Tensiometer.
Lebanon | 000008D6 | Weather station in Lebanon managed with FieldClimate | 35.9106 | 33.8159 | 000008D6 | A weather station in Lebanon obtaining data from multiple sources | STATION | - | Tensiometer min | Tensiometer | Device used to measure the surface tension of a liquid, typically by observing the height to which the liquid rises in a fine tube against the force of gravity. | Newtons per meter | N/m | 000008D6_000008D6_Tensiometer_min | The datastream containing mesures of field 000008D6 by sensor 000008D6 which measures Tensiometer.
Lebanon | 000008D6 | Weather station in Lebanon managed with FieldClimate | 35.9106 | 33.8159 | 000008D6 | A weather station in Lebanon obtaining data from multiple sources | STATION | - | Watermark avg | Leak warning | A warning in case of water leak detected | True / False | N/A | 000008D6_000008D6_Watermark_avg | The datastream containing mesures of field 000008D6 by sensor 000008D6 which measures Leak warning.
Lebanon | 000008D6 | Weather station in Lebanon managed with FieldClimate | 35.9106 | 33.8159 | 000008D6 | A weather station in Lebanon obtaining data from multiple sources | STATION | - | Midnight | Midnight | The point in time at the middle of the night, commonly defined as 12:00 AM. | - | - | 000008D6_000008D6_Midnight | The datastream containing mesures of field 000008D6 by sensor 000008D6 which measures Midnight.
Lebanon | 000008E5 | Weather station in Lebanon managed with FieldClimate | 36.0852 | 34.155 | 000008E5 | A weather station in Lebanon obtaining data from multiple sources | STATION | - | Precipitation sum | Precipitation | Any form of water, liquid or solid, falling from the sky, such as rain, snow, or sleet. | Millimeters | mm | 000008E5_000008E5_Precipitation_sum | The datastream containing mesures of field 000008E5 by sensor 000008E5 which measures Precipitation.
Lebanon | 000008E5 | Weather station in Lebanon managed with FieldClimate | 36.0852 | 34.155 | 000008E5 | A weather station in Lebanon obtaining data from multiple sources | STATION | - | Battery last | Battery Level | The percentage of battery level associated to the specific sensor. | Percentage | % | 000008E5_000008E5_Battery_last | The datastream containing mesures of field 000008E5 by sensor 000008E5 which measures Battery Level.
Lebanon | 000008E5 | Weather station in Lebanon managed with FieldClimate | 36.0852 | 34.155 | 000008E5 | A weather station in Lebanon obtaining data from multiple sources | STATION | - | Leaf Wetness time | Leaf Wetness | The presence of moisture on the surface of plant leaves, often indicating favorable conditions for disease development. | - | - | 000008E5_000008E5_Leaf_Wetness_time | The datastream containing mesures of field 000008E5 by sensor 000008E5 which measures Leaf Wetness.
Lebanon | 000008E5 | Weather station in Lebanon managed with FieldClimate | 36.0852 | 34.155 | 000008E5 | A weather station in Lebanon obtaining data from multiple sources | STATION | - | HC Air temperature avg | Air Temperature | The measure of the hotness or coldness of the air. | Degrees Celsius | ºC | 000008E5_000008E5_HC_Air_temperature_avg | The datastream containing mesures of field 000008E5 by sensor 000008E5 which measures Air Temperature.
Lebanon | 000008E5 | Weather station in Lebanon managed with FieldClimate | 36.0852 | 34.155 | 000008E5 | A weather station in Lebanon obtaining data from multiple sources | STATION | - | HC Air temperature max | Air Temperature | The measure of the hotness or coldness of the air. | Degrees Celsius | ºC | 000008E5_000008E5_HC_Air_temperature_max | The datastream containing mesures of field 000008E5 by sensor 000008E5 which measures Air Temperature.
Lebanon | 000008E5 | Weather station in Lebanon managed with FieldClimate | 36.0852 | 34.155 | 000008E5 | A weather station in Lebanon obtaining data from multiple sources | STATION | - | HC Air temperature min | Air Temperature | The measure of the hotness or coldness of the air. | Degrees Celsius | ºC | 000008E5_000008E5_HC_Air_temperature_min | The datastream containing mesures of field 000008E5 by sensor 000008E5 which measures Air Temperature.
Lebanon | 000008E5 | Weather station in Lebanon managed with FieldClimate | 36.0852 | 34.155 | 000008E5 | A weather station in Lebanon obtaining data from multiple sources | STATION | - | HC Relative humidity avg | Air Humidity | The amount of moisture or water vapor present in the air, often expressed as a percentage of the maximum amount the air could hold at a given temperature. | Percentage | % | 000008E5_000008E5_HC_Relative_humidity_avg | The datastream containing mesures of field 000008E5 by sensor 000008E5 which measures Air Humidity.
Lebanon | 000008E5 | Weather station in Lebanon managed with FieldClimate | 36.0852 | 34.155 | 000008E5 | A weather station in Lebanon obtaining data from multiple sources | STATION | - | HC Relative humidity max | Air Humidity | The amount of moisture or water vapor present in the air, often expressed as a percentage of the maximum amount the air could hold at a given temperature. | Percentage | % | 000008E5_000008E5_HC_Relative_humidity_max | The datastream containing mesures of field 000008E5 by sensor 000008E5 which measures Air Humidity.
Lebanon | 000008E5 | Weather station in Lebanon managed with FieldClimate | 36.0852 | 34.155 | 000008E5 | A weather station in Lebanon obtaining data from multiple sources | STATION | - | HC Relative humidity min | Air Humidity | The amount of moisture or water vapor present in the air, often expressed as a percentage of the maximum amount the air could hold at a given temperature. | Percentage | % | 000008E5_000008E5_HC_Relative_humidity_min | The datastream containing mesures of field 000008E5 by sensor 000008E5 which measures Air Humidity.
Lebanon | 000008E5 | Weather station in Lebanon managed with FieldClimate | 36.0852 | 34.155 | 000008E5 | A weather station in Lebanon obtaining data from multiple sources | STATION | - | Dew Point avg | Dew Point | The temperature at which air becomes saturated with moisture, leading to the formation of dew or condensation. | Degrees Celsius | ºC | 000008E5_000008E5_Dew_Point_avg | The datastream containing mesures of field 000008E5 by sensor 000008E5 which measures Dew Point.
Lebanon | 000008E5 | Weather station in Lebanon managed with FieldClimate | 36.0852 | 34.155 | 000008E5 | A weather station in Lebanon obtaining data from multiple sources | STATION | - | Dew Point min | Dew Point | The temperature at which air becomes saturated with moisture, leading to the formation of dew or condensation. | Degrees Celsius | ºC | 000008E5_000008E5_Dew_Point_min | The datastream containing mesures of field 000008E5 by sensor 000008E5 which measures Dew Point.
Lebanon | 000008E5 | Weather station in Lebanon managed with FieldClimate | 36.0852 | 34.155 | 000008E5 | A weather station in Lebanon obtaining data from multiple sources | STATION | - | Tensiometer avg | Tensiometer | Device used to measure the surface tension of a liquid, typically by observing the height to which the liquid rises in a fine tube against the force of gravity. | Newtons per meter | N/m | 000008E5_000008E5_Tensiometer_avg | The datastream containing mesures of field 000008E5 by sensor 000008E5 which measures Tensiometer.
Lebanon | 000008E5 | Weather station in Lebanon managed with FieldClimate | 36.0852 | 34.155 | 000008E5 | A weather station in Lebanon obtaining data from multiple sources | STATION | - | Tensiometer max | Tensiometer | Device used to measure the surface tension of a liquid, typically by observing the height to which the liquid rises in a fine tube against the force of gravity. | Newtons per meter | N/m | 000008E5_000008E5_Tensiometer_max | The datastream containing mesures of field 000008E5 by sensor 000008E5 which measures Tensiometer.
Lebanon | 000008E5 | Weather station in Lebanon managed with FieldClimate | 36.0852 | 34.155 | 000008E5 | A weather station in Lebanon obtaining data from multiple sources | STATION | - | Tensiometer min | Tensiometer | Device used to measure the surface tension of a liquid, typically by observing the height to which the liquid rises in a fine tube against the force of gravity. | Newtons per meter | N/m | 000008E5_000008E5_Tensiometer_min | The datastream containing mesures of field 000008E5 by sensor 000008E5 which measures Tensiometer.
Lebanon | 000008E5 | Weather station in Lebanon managed with FieldClimate | 36.0852 | 34.155 | 000008E5 | A weather station in Lebanon obtaining data from multiple sources | STATION | - | Watermark avg | Leak warning | A warning in case of water leak detected | True / False | N/A | 000008E5_000008E5_Watermark_avg | The datastream containing mesures of field 000008E5 by sensor 000008E5 which measures Leak warning.
Lebanon | 000008E5 | Weather station in Lebanon managed with FieldClimate | 36.0852 | 34.155 | 000008E5 | A weather station in Lebanon obtaining data from multiple sources | STATION | - | Midnight | Midnight | The point in time at the middle of the night, commonly defined as 12:00 AM. | - | - | 000008E5_000008E5_Midnight | The datastream containing mesures of field 000008E5 by sensor 000008E5 which measures Midnight.
Tunisia | ed_11174 | Weather station in Tunisia managed with Ira Data | - | - | ed_11174 | A weather station in Tunisia obtaining data from multiple sources | STATION | - | MEAS_1 | Unknown | Unknown | - | - | ed_11174_ed_11174_MEAS_1 | The datastream containing mesures of field ed_11174 by sensor ed_11174 which measures Unknown.
Tunisia | ed_11174 | Weather station in Tunisia managed with Ira Data | - | - | ed_11174 | A weather station in Tunisia obtaining data from multiple sources | STATION | - | MEAS_2 | Unknown | Unknown | - | - | ed_11174_ed_11174_MEAS_2 | The datastream containing mesures of field ed_11174 by sensor ed_11174 which measures Unknown.
Tunisia | ed_11174 | Weather station in Tunisia managed with Ira Data | - | - | ed_11174 | A weather station in Tunisia obtaining data from multiple sources | STATION | - | MEAS_3 | Unknown | Unknown | - | - | ed_11174_ed_11174_MEAS_3 | The datastream containing mesures of field ed_11174 by sensor ed_11174 which measures Unknown.
Tunisia | ed_11174 | Weather station in Tunisia managed with Ira Data | - | - | ed_11174 | A weather station in Tunisia obtaining data from multiple sources | STATION | - | MEAS_4 | Unknown | Unknown | - | - | ed_11174_ed_11174_MEAS_4 | The datastream containing mesures of field ed_11174 by sensor ed_11174 which measures Unknown.
Tunisia | ed_11174 | Weather station in Tunisia managed with Ira Data | - | - | ed_11174 | A weather station in Tunisia obtaining data from multiple sources | STATION | - | MEAS_5 | Unknown | Unknown | - | - | ed_11174_ed_11174_MEAS_5 | The datastream containing mesures of field ed_11174 by sensor ed_11174 which measures Unknown.
Tunisia | ed_11174 | Weather station in Tunisia managed with Ira Data | - | - | ed_11174 | A weather station in Tunisia obtaining data from multiple sources | STATION | - | MEAS_6 | Unknown | Unknown | - | - | ed_11174_ed_11174_MEAS_6 | The datastream containing mesures of field ed_11174 by sensor ed_11174 which measures Unknown.
Tunisia | ed_11174 | Weather station in Tunisia managed with Ira Data | - | - | ed_11174 | A weather station in Tunisia obtaining data from multiple sources | STATION | - | MEAS_7 | Unknown | Unknown | - | - | ed_11174_ed_11174_MEAS_7 | The datastream containing mesures of field ed_11174 by sensor ed_11174 which measures Unknown.
Tunisia | ed_11174 | Weather station in Tunisia managed with Ira Data | - | - | ed_11174 | A weather station in Tunisia obtaining data from multiple sources | STATION | - | MEAS_8 | Unknown | Unknown | - | - | ed_11174_ed_11174_MEAS_8 | The datastream containing mesures of field ed_11174 by sensor ed_11174 which measures Unknown.
Tunisia | ed_11174 | Weather station in Tunisia managed with Ira Data | - | - | ed_11174 | A weather station in Tunisia obtaining data from multiple sources | STATION | - | MEAS_9 | Unknown | Unknown | - | - | ed_11174_ed_11174_MEAS_9 | The datastream containing mesures of field ed_11174 by sensor ed_11174 which measures Unknown.
Tunisia | ed_11174 | Weather station in Tunisia managed with Ira Data | - | - | ed_11174 | A weather station in Tunisia obtaining data from multiple sources | STATION | - | MEAS_10 | Unknown | Unknown | - | - | ed_11174_ed_11174_MEAS_10 | The datastream containing mesures of field ed_11174 by sensor ed_11174 which measures Unknown.
Tunisia | ed_11174 | Weather station in Tunisia managed with Ira Data | - | - | ed_11174 | A weather station in Tunisia obtaining data from multiple sources | STATION | - | MEAS_11 | Unknown | Unknown | - | - | ed_11174_ed_11174_MEAS_11 | The datastream containing mesures of field ed_11174 by sensor ed_11174 which measures Unknown.
Tunisia | ed_11174 | Weather station in Tunisia managed with Ira Data | - | - | ed_11174 | A weather station in Tunisia obtaining data from multiple sources | STATION | - | MEAS_12 | Unknown | Unknown | - | - | ed_11174_ed_11174_MEAS_12 | The datastream containing mesures of field ed_11174 by sensor ed_11174 which measures Unknown.
Tunisia | ed_11181 | Weather station in Tunisia managed with Ira Data | - | - | ed_11181 | A weather station in Tunisia obtaining data from multiple sources | STATION | - | MEAS_1 | Unknown | Unknown | - | - | ed_11181_ed_11181_MEAS_1 | The datastream containing mesures of field ed_11181 by sensor ed_11181 which measures Unknown.
Tunisia | ed_11181 | Weather station in Tunisia managed with Ira Data | - | - | ed_11181 | A weather station in Tunisia obtaining data from multiple sources | STATION | - | MEAS_2 | Unknown | Unknown | - | - | ed_11181_ed_11181_MEAS_2 | The datastream containing mesures of field ed_11181 by sensor ed_11181 which measures Unknown.
Tunisia | ed_11181 | Weather station in Tunisia managed with Ira Data | - | - | ed_11181 | A weather station in Tunisia obtaining data from multiple sources | STATION | - | MEAS_3 | Unknown | Unknown | - | - | ed_11181_ed_11181_MEAS_3 | The datastream containing mesures of field ed_11181 by sensor ed_11181 which measures Unknown.
Tunisia | ed_11181 | Weather station in Tunisia managed with Ira Data | - | - | ed_11181 | A weather station in Tunisia obtaining data from multiple sources | STATION | - | MEAS_4 | Unknown | Unknown | - | - | ed_11181_ed_11181_MEAS_4 | The datastream containing mesures of field ed_11181 by sensor ed_11181 which measures Unknown.
Tunisia | ed_11181 | Weather station in Tunisia managed with Ira Data | - | - | ed_11181 | A weather station in Tunisia obtaining data from multiple sources | STATION | - | MEAS_5 | Unknown | Unknown | - | - | ed_11181_ed_11181_MEAS_5 | The datastream containing mesures of field ed_11181 by sensor ed_11181 which measures Unknown.
Tunisia | ed_11181 | Weather station in Tunisia managed with Ira Data | - | - | ed_11181 | A weather station in Tunisia obtaining data from multiple sources | STATION | - | MEAS_6 | Unknown | Unknown | - | - | ed_11181_ed_11181_MEAS_6 | The datastream containing mesures of field ed_11181 by sensor ed_11181 which measures Unknown.
Tunisia | ed_11181 | Weather station in Tunisia managed with Ira Data | - | - | ed_11181 | A weather station in Tunisia obtaining data from multiple sources | STATION | - | MEAS_7 | Unknown | Unknown | - | - | ed_11181_ed_11181_MEAS_7 | The datastream containing mesures of field ed_11181 by sensor ed_11181 which measures Unknown.
Tunisia | ed_11181 | Weather station in Tunisia managed with Ira Data | - | - | ed_11181 | A weather station in Tunisia obtaining data from multiple sources | STATION | - | MEAS_8 | Unknown | Unknown | - | - | ed_11181_ed_11181_MEAS_8 | The datastream containing mesures of field ed_11181 by sensor ed_11181 which measures Unknown.
Tunisia | ed_11181 | Weather station in Tunisia managed with Ira Data | - | - | ed_11181 | A weather station in Tunisia obtaining data from multiple sources | STATION | - | MEAS_9 | Unknown | Unknown | - | - | ed_11181_ed_11181_MEAS_9 | The datastream containing mesures of field ed_11181 by sensor ed_11181 which measures Unknown.
Tunisia | ed_11181 | Weather station in Tunisia managed with Ira Data | - | - | ed_11181 | A weather station in Tunisia obtaining data from multiple sources | STATION | - | MEAS_10 | Unknown | Unknown | - | - | ed_11181_ed_11181_MEAS_10 | The datastream containing mesures of field ed_11181 by sensor ed_11181 which measures Unknown.
Tunisia | ed_11181 | Weather station in Tunisia managed with Ira Data | - | - | ed_11181 | A weather station in Tunisia obtaining data from multiple sources | STATION | - | MEAS_11 | Unknown | Unknown | - | - | ed_11181_ed_11181_MEAS_11 | The datastream containing mesures of field ed_11181 by sensor ed_11181 which measures Unknown.
Tunisia | ed_11181 | Weather station in Tunisia managed with Ira Data | - | - | ed_11181 | A weather station in Tunisia obtaining data from multiple sources | STATION | - | MEAS_12 | Unknown | Unknown | - | - | ed_11181_ed_11181_MEAS_12 | The datastream containing mesures of field ed_11181 by sensor ed_11181 which measures Unknown.
Tunisia | ed_11182 | Weather station in Tunisia managed with Ira Data | - | - | ed_11182 | A weather station in Tunisia obtaining data from multiple sources | STATION | - | MEAS_1 | Unknown | Unknown | - | - | ed_11182_ed_11182_MEAS_1 | The datastream containing mesures of field ed_11182 by sensor ed_11182 which measures Unknown.
Tunisia | ed_11182 | Weather station in Tunisia managed with Ira Data | - | - | ed_11182 | A weather station in Tunisia obtaining data from multiple sources | STATION | - | MEAS_2 | Unknown | Unknown | - | - | ed_11182_ed_11182_MEAS_2 | The datastream containing mesures of field ed_11182 by sensor ed_11182 which measures Unknown.
Tunisia | ed_11182 | Weather station in Tunisia managed with Ira Data | - | - | ed_11182 | A weather station in Tunisia obtaining data from multiple sources | STATION | - | MEAS_3 | Unknown | Unknown | - | - | ed_11182_ed_11182_MEAS_3 | The datastream containing mesures of field ed_11182 by sensor ed_11182 which measures Unknown.
Tunisia | ed_11182 | Weather station in Tunisia managed with Ira Data | - | - | ed_11182 | A weather station in Tunisia obtaining data from multiple sources | STATION | - | MEAS_4 | Unknown | Unknown | - | - | ed_11182_ed_11182_MEAS_4 | The datastream containing mesures of field ed_11182 by sensor ed_11182 which measures Unknown.
Tunisia | ed_11182 | Weather station in Tunisia managed with Ira Data | - | - | ed_11182 | A weather station in Tunisia obtaining data from multiple sources | STATION | - | MEAS_5 | Unknown | Unknown | - | - | ed_11182_ed_11182_MEAS_5 | The datastream containing mesures of field ed_11182 by sensor ed_11182 which measures Unknown.
Tunisia | ed_11182 | Weather station in Tunisia managed with Ira Data | - | - | ed_11182 | A weather station in Tunisia obtaining data from multiple sources | STATION | - | MEAS_6 | Unknown | Unknown | - | - | ed_11182_ed_11182_MEAS_6 | The datastream containing mesures of field ed_11182 by sensor ed_11182 which measures Unknown.
Tunisia | ed_11182 | Weather station in Tunisia managed with Ira Data | - | - | ed_11182 | A weather station in Tunisia obtaining data from multiple sources | STATION | - | MEAS_7 | Unknown | Unknown | - | - | ed_11182_ed_11182_MEAS_7 | The datastream containing mesures of field ed_11182 by sensor ed_11182 which measures Unknown.
Tunisia | ed_11182 | Weather station in Tunisia managed with Ira Data | - | - | ed_11182 | A weather station in Tunisia obtaining data from multiple sources | STATION | - | MEAS_8 | Unknown | Unknown | - | - | ed_11182_ed_11182_MEAS_8 | The datastream containing mesures of field ed_11182 by sensor ed_11182 which measures Unknown.
Tunisia | ed_11182 | Weather station in Tunisia managed with Ira Data | - | - | ed_11182 | A weather station in Tunisia obtaining data from multiple sources | STATION | - | MEAS_9 | Unknown | Unknown | - | - | ed_11182_ed_11182_MEAS_9 | The datastream containing mesures of field ed_11182 by sensor ed_11182 which measures Unknown.
Tunisia | ed_11182 | Weather station in Tunisia managed with Ira Data | - | - | ed_11182 | A weather station in Tunisia obtaining data from multiple sources | STATION | - | MEAS_10 | Unknown | Unknown | - | - | ed_11182_ed_11182_MEAS_10 | The datastream containing mesures of field ed_11182 by sensor ed_11182 which measures Unknown.
Tunisia | ed_11182 | Weather station in Tunisia managed with Ira Data | - | - | ed_11182 | A weather station in Tunisia obtaining data from multiple sources | STATION | - | MEAS_11 | Unknown | Unknown | - | - | ed_11182_ed_11182_MEAS_11 | The datastream containing mesures of field ed_11182 by sensor ed_11182 which measures Unknown.
Tunisia | ed_11182 | Weather station in Tunisia managed with Ira Data | - | - | ed_11182 | A weather station in Tunisia obtaining data from multiple sources | STATION | - | MEAS_12 | Unknown | Unknown | - | - | ed_11182_ed_11182_MEAS_12 | The datastream containing mesures of field ed_11182 by sensor ed_11182 which measures Unknown.
Tunisia | ed_11216 | Weather station in Tunisia managed with Ira Data | - | - | ed_11216 | A weather station in Tunisia obtaining data from multiple sources | STATION | - | MEAS_1 | Unknown | Unknown | - | - | ed_11216_ed_11216_MEAS_1 | The datastream containing mesures of field ed_11216 by sensor ed_11216 which measures Unknown.
Tunisia | ed_11216 | Weather station in Tunisia managed with Ira Data | - | - | ed_11216 | A weather station in Tunisia obtaining data from multiple sources | STATION | - | MEAS_2 | Unknown | Unknown | - | - | ed_11216_ed_11216_MEAS_2 | The datastream containing mesures of field ed_11216 by sensor ed_11216 which measures Unknown.
Tunisia | ed_11216 | Weather station in Tunisia managed with Ira Data | - | - | ed_11216 | A weather station in Tunisia obtaining data from multiple sources | STATION | - | MEAS_3 | Unknown | Unknown | - | - | ed_11216_ed_11216_MEAS_3 | The datastream containing mesures of field ed_11216 by sensor ed_11216 which measures Unknown.
Tunisia | ed_11216 | Weather station in Tunisia managed with Ira Data | - | - | ed_11216 | A weather station in Tunisia obtaining data from multiple sources | STATION | - | MEAS_4 | Unknown | Unknown | - | - | ed_11216_ed_11216_MEAS_4 | The datastream containing mesures of field ed_11216 by sensor ed_11216 which measures Unknown.
Tunisia | ed_11216 | Weather station in Tunisia managed with Ira Data | - | - | ed_11216 | A weather station in Tunisia obtaining data from multiple sources | STATION | - | MEAS_5 | Unknown | Unknown | - | - | ed_11216_ed_11216_MEAS_5 | The datastream containing mesures of field ed_11216 by sensor ed_11216 which measures Unknown.
Tunisia | ed_11216 | Weather station in Tunisia managed with Ira Data | - | - | ed_11216 | A weather station in Tunisia obtaining data from multiple sources | STATION | - | MEAS_6 | Unknown | Unknown | - | - | ed_11216_ed_11216_MEAS_6 | The datastream containing mesures of field ed_11216 by sensor ed_11216 which measures Unknown.
Tunisia | ed_11216 | Weather station in Tunisia managed with Ira Data | - | - | ed_11216 | A weather station in Tunisia obtaining data from multiple sources | STATION | - | MEAS_7 | Unknown | Unknown | - | - | ed_11216_ed_11216_MEAS_7 | The datastream containing mesures of field ed_11216 by sensor ed_11216 which measures Unknown.
Tunisia | ed_11216 | Weather station in Tunisia managed with Ira Data | - | - | ed_11216 | A weather station in Tunisia obtaining data from multiple sources | STATION | - | MEAS_8 | Unknown | Unknown | - | - | ed_11216_ed_11216_MEAS_8 | The datastream containing mesures of field ed_11216 by sensor ed_11216 which measures Unknown.
Tunisia | ed_11216 | Weather station in Tunisia managed with Ira Data | - | - | ed_11216 | A weather station in Tunisia obtaining data from multiple sources | STATION | - | MEAS_9 | Unknown | Unknown | - | - | ed_11216_ed_11216_MEAS_9 | The datastream containing mesures of field ed_11216 by sensor ed_11216 which measures Unknown.
Tunisia | ed_11216 | Weather station in Tunisia managed with Ira Data | - | - | ed_11216 | A weather station in Tunisia obtaining data from multiple sources | STATION | - | MEAS_10 | Unknown | Unknown | - | - | ed_11216_ed_11216_MEAS_10 | The datastream containing mesures of field ed_11216 by sensor ed_11216 which measures Unknown.
Tunisia | ed_11216 | Weather station in Tunisia managed with Ira Data | - | - | ed_11216 | A weather station in Tunisia obtaining data from multiple sources | STATION | - | MEAS_11 | Unknown | Unknown | - | - | ed_11216_ed_11216_MEAS_11 | The datastream containing mesures of field ed_11216 by sensor ed_11216 which measures Unknown.
Tunisia | ed_11216 | Weather station in Tunisia managed with Ira Data | - | - | ed_11216 | A weather station in Tunisia obtaining data from multiple sources | STATION | - | MEAS_12 | Unknown | Unknown | - | - | ed_11216_ed_11216_MEAS_12 | The datastream containing mesures of field ed_11216 by sensor ed_11216 which measures Unknown.
Jordan | Khalil Al-Edwan | Field in Jordan | 35.6384 | 31.8402 | J001 | Specialized device designed for accurately measuring large volumes of water flow. | ST11 | 8254812306000026 | water_flow | Water Flow | The continuous movement of water in a particular direction. | Cubic meters per second | m^3/s | Khalil_Al-Edwan_J001_water_flow | The datastream containing mesures of field Khalil Al-Edwan by sensor J001 which measures Water Flow.
Jordan | Khalil Al-Edwan | Field in Jordan | 35.6384 | 31.8402 | J002 | Technology that measures soil moisture at multiple depths. | ST12 | 008000000403FCBF | soil_moisture_1 | Soil Moisture | The amount of moisture present in the soil, often expressed as a percentage of the maximum amount the soil could hold at a given temperature. | Percentage | % | Khalil_Al-Edwan_J002_soil_moisture_1 | The datastream containing mesures of field Khalil Al-Edwan by sensor J002 which measures Soil Moisture.
Jordan | Khalil Al-Edwan | Field in Jordan | 35.6384 | 31.8402 | J002 | Technology that measures soil moisture at multiple depths. | ST12 | 008000000403FCBF | soil_moisture_2 | Soil Moisture | The amount of moisture present in the soil, often expressed as a percentage of the maximum amount the soil could hold at a given temperature. | Percentage | % | Khalil_Al-Edwan_J002_soil_moisture_2 | The datastream containing mesures of field Khalil Al-Edwan by sensor J002 which measures Soil Moisture.
Jordan | Khalil Al-Edwan | Field in Jordan | 35.6384 | 31.8402 | J002 | Technology that measures soil moisture at multiple depths. | ST12 | 008000000403FCBF | soil_moisture_3 | Soil Moisture | The amount of moisture present in the soil, often expressed as a percentage of the maximum amount the soil could hold at a given temperature. | Percentage | % | Khalil_Al-Edwan_J002_soil_moisture_3 | The datastream containing mesures of field Khalil Al-Edwan by sensor J002 which measures Soil Moisture.
Jordan | Khalil Al-Edwan | Field in Jordan | 35.6384 | 31.8402 | J002 | Technology that measures soil moisture at multiple depths. | ST12 | 008000000403FCBF | soil_moisture_4 | Soil Moisture | The amount of moisture present in the soil, often expressed as a percentage of the maximum amount the soil could hold at a given temperature. | Percentage | % | Khalil_Al-Edwan_J002_soil_moisture_4 | The datastream containing mesures of field Khalil Al-Edwan by sensor J002 which measures Soil Moisture.
Jordan | Khalil Al-Edwan | Field in Jordan | 35.6384 | 31.8402 | J002 | Technology that measures soil moisture at multiple depths. | ST12 | 008000000403FCBF | soil_moisture_5 | Soil Moisture | The amount of moisture present in the soil, often expressed as a percentage of the maximum amount the soil could hold at a given temperature. | Percentage | % | Khalil_Al-Edwan_J002_soil_moisture_5 | The datastream containing mesures of field Khalil Al-Edwan by sensor J002 which measures Soil Moisture.
Jordan | Khalil Al-Edwan | Field in Jordan | 35.6384 | 31.8402 | J002 | Technology that measures soil moisture at multiple depths. | ST12 | 008000000403FCBF | soil_moisture_6 | Soil Moisture | The amount of moisture present in the soil, often expressed as a percentage of the maximum amount the soil could hold at a given temperature. | Percentage | % | Khalil_Al-Edwan_J002_soil_moisture_6 | The datastream containing mesures of field Khalil Al-Edwan by sensor J002 which measures Soil Moisture.
Jordan | Khalil Al-Edwan | Field in Jordan | 35.6384 | 31.8402 | J002 | Technology that measures soil moisture at multiple depths. | ST12 | 008000000403FCBF | soil_temperature_1 | Soil Temperature | The measure of temperature of the soil. | Degrees Celsius | ºC | Khalil_Al-Edwan_J002_soil_temperature_1 | The datastream containing mesures of field Khalil Al-Edwan by sensor J002 which measures Soil Temperature.
Jordan | Khalil Al-Edwan | Field in Jordan | 35.6384 | 31.8402 | J002 | Technology that measures soil moisture at multiple depths. | ST12 | 008000000403FCBF | soil_temperature_2 | Soil Temperature | The measure of temperature of the soil. | Degrees Celsius | ºC | Khalil_Al-Edwan_J002_soil_temperature_2 | The datastream containing mesures of field Khalil Al-Edwan by sensor J002 which measures Soil Temperature.
Jordan | Khalil Al-Edwan | Field in Jordan | 35.6384 | 31.8402 | J002 | Technology that measures soil moisture at multiple depths. | ST12 | 008000000403FCBF | soil_temperature_3 | Soil Temperature | The measure of temperature of the soil. | Degrees Celsius | ºC | Khalil_Al-Edwan_J002_soil_temperature_3 | The datastream containing mesures of field Khalil Al-Edwan by sensor J002 which measures Soil Temperature.
Jordan | Khalil Al-Edwan | Field in Jordan | 35.6384 | 31.8402 | J002 | Technology that measures soil moisture at multiple depths. | ST12 | 008000000403FCBF | soil_temperature_4 | Soil Temperature | The measure of temperature of the soil. | Degrees Celsius | ºC | Khalil_Al-Edwan_J002_soil_temperature_4 | The datastream containing mesures of field Khalil Al-Edwan by sensor J002 which measures Soil Temperature.
Jordan | Khalil Al-Edwan | Field in Jordan | 35.6384 | 31.8402 | J002 | Technology that measures soil moisture at multiple depths. | ST12 | 008000000403FCBF | soil_temperature_5 | Soil Temperature | The measure of temperature of the soil. | Degrees Celsius | ºC | Khalil_Al-Edwan_J002_soil_temperature_5 | The datastream containing mesures of field Khalil Al-Edwan by sensor J002 which measures Soil Temperature.
Jordan | Khalil Al-Edwan | Field in Jordan | 35.6384 | 31.8402 | J002 | Technology that measures soil moisture at multiple depths. | ST12 | 008000000403FCBF | soil_temperature_6 | Soil Temperature | The measure of temperature of the soil. | Degrees Celsius | ºC | Khalil_Al-Edwan_J002_soil_temperature_6 | The datastream containing mesures of field Khalil Al-Edwan by sensor J002 which measures Soil Temperature.
Jordan | Khalil Al-Edwan | Field in Jordan | 35.6384 | 31.8402 | J003 | Device capable of analyzing various environmental parameters simultaneously. | ST13 | 2CF7F1C0523000E2 | ph | pH | Measure of the acidity or alkalinity of a solution. | - | - | Khalil_Al-Edwan_J003_ph | The datastream containing mesures of field Khalil Al-Edwan by sensor J003 which measures pH.
Jordan | Khalil Al-Edwan | Field in Jordan | 35.6384 | 31.8402 | J003 | Device capable of analyzing various environmental parameters simultaneously. | ST13 | 2CF7F1C0523000E2 | ec | Electric Conductivity | Measure of the ability of a solution to conduct electricity. | Siemens per meter | S/m | Khalil_Al-Edwan_J003_ec | The datastream containing mesures of field Khalil Al-Edwan by sensor J003 which measures Electric Conductivity.
Jordan | Khalil Al-Edwan | Field in Jordan | 35.6384 | 31.8402 | J003 | Device capable of analyzing various environmental parameters simultaneously. | ST13 | 2CF7F1C0523000E2 | nh3 | NH3 / Ammonia | Concentration of ammonia. | Parts per million | ppm | Khalil_Al-Edwan_J003_nh3 | The datastream containing mesures of field Khalil Al-Edwan by sensor J003 which measures NH3 / Ammonia.
Jordan | Khalil Al-Edwan | Field in Jordan | 35.6384 | 31.8402 | J003 | Device capable of analyzing various environmental parameters simultaneously. | ST13 | 2CF7F1C0523000E2 | no4 | NO4 / Nitrate | Concentration of nitrogen. | Parts per million | ppm | Khalil_Al-Edwan_J003_no4 | The datastream containing mesures of field Khalil Al-Edwan by sensor J003 which measures NO4 / Nitrate.
Jordan | Khalil Al-Edwan | Field in Jordan | 35.6384 | 31.8402 | J003 | Device capable of analyzing various environmental parameters simultaneously. | ST13 | 2CF7F1C0523000E2 | temperature | Temperature | The measure of the hotness or coldness of something. | Degrees Celsius | ºC | Khalil_Al-Edwan_J003_temperature | The datastream containing mesures of field Khalil Al-Edwan by sensor J003 which measures Temperature.
Jordan | Khalil Al-Edwan | Field in Jordan | 35.6384 | 31.8402 | J003 | Device capable of analyzing various environmental parameters simultaneously. | ST13 | 2CF7F1C0523000E2 | gw_level | Groundwater Level | The depth at which the water table is found beneath the Earth's surface. | Meters | m | Khalil_Al-Edwan_J003_gw_level | The datastream containing mesures of field Khalil Al-Edwan by sensor J003 which measures Groundwater Level.
Jordan | Mahmoud Al-Rajbi | Field in Jordan | 35.6138 | 32.2401 | J004 | Specialized device designed for accurately measuring large volumes of water flow. | ST11 | 8254812306000030 | water_flow | Water Flow | The continuous movement of water in a particular direction. | Cubic meters per second | m^3/s | Mahmoud_Al-Rajbi_J004_water_flow | The datastream containing mesures of field Mahmoud Al-Rajbi by sensor J004 which measures Water Flow.
Jordan | Mahmoud Al-Rajbi | Field in Jordan | 35.6138 | 32.2401 | J005 | Technology that measures soil moisture at multiple depths. | ST12 | 008000000403FCAB | soil_moisture_1 | Soil Moisture | The amount of moisture present in the soil, often expressed as a percentage of the maximum amount the soil could hold at a given temperature. | Percentage | % | Mahmoud_Al-Rajbi_J005_soil_moisture_1 | The datastream containing mesures of field Mahmoud Al-Rajbi by sensor J005 which measures Soil Moisture.
Jordan | Mahmoud Al-Rajbi | Field in Jordan | 35.6138 | 32.2401 | J005 | Technology that measures soil moisture at multiple depths. | ST12 | 008000000403FCAB | soil_moisture_2 | Soil Moisture | The amount of moisture present in the soil, often expressed as a percentage of the maximum amount the soil could hold at a given temperature. | Percentage | % | Mahmoud_Al-Rajbi_J005_soil_moisture_2 | The datastream containing mesures of field Mahmoud Al-Rajbi by sensor J005 which measures Soil Moisture.
Jordan | Mahmoud Al-Rajbi | Field in Jordan | 35.6138 | 32.2401 | J005 | Technology that measures soil moisture at multiple depths. | ST12 | 008000000403FCAB | soil_moisture_3 | Soil Moisture | The amount of moisture present in the soil, often expressed as a percentage of the maximum amount the soil could hold at a given temperature. | Percentage | % | Mahmoud_Al-Rajbi_J005_soil_moisture_3 | The datastream containing mesures of field Mahmoud Al-Rajbi by sensor J005 which measures Soil Moisture.
Jordan | Mahmoud Al-Rajbi | Field in Jordan | 35.6138 | 32.2401 | J005 | Technology that measures soil moisture at multiple depths. | ST12 | 008000000403FCAB | soil_moisture_4 | Soil Moisture | The amount of moisture present in the soil, often expressed as a percentage of the maximum amount the soil could hold at a given temperature. | Percentage | % | Mahmoud_Al-Rajbi_J005_soil_moisture_4 | The datastream containing mesures of field Mahmoud Al-Rajbi by sensor J005 which measures Soil Moisture.
Jordan | Mahmoud Al-Rajbi | Field in Jordan | 35.6138 | 32.2401 | J005 | Technology that measures soil moisture at multiple depths. | ST12 | 008000000403FCAB | soil_moisture_5 | Soil Moisture | The amount of moisture present in the soil, often expressed as a percentage of the maximum amount the soil could hold at a given temperature. | Percentage | % | Mahmoud_Al-Rajbi_J005_soil_moisture_5 | The datastream containing mesures of field Mahmoud Al-Rajbi by sensor J005 which measures Soil Moisture.
Jordan | Mahmoud Al-Rajbi | Field in Jordan | 35.6138 | 32.2401 | J005 | Technology that measures soil moisture at multiple depths. | ST12 | 008000000403FCAB | soil_moisture_6 | Soil Moisture | The amount of moisture present in the soil, often expressed as a percentage of the maximum amount the soil could hold at a given temperature. | Percentage | % | Mahmoud_Al-Rajbi_J005_soil_moisture_6 | The datastream containing mesures of field Mahmoud Al-Rajbi by sensor J005 which measures Soil Moisture.
Jordan | Mahmoud Al-Rajbi | Field in Jordan | 35.6138 | 32.2401 | J005 | Technology that measures soil moisture at multiple depths. | ST12 | 008000000403FCAB | soil_temperature_1 | Soil Temperature | The measure of temperature of the soil. | Degrees Celsius | ºC | Mahmoud_Al-Rajbi_J005_soil_temperature_1 | The datastream containing mesures of field Mahmoud Al-Rajbi by sensor J005 which measures Soil Temperature.
Jordan | Mahmoud Al-Rajbi | Field in Jordan | 35.6138 | 32.2401 | J005 | Technology that measures soil moisture at multiple depths. | ST12 | 008000000403FCAB | soil_temperature_2 | Soil Temperature | The measure of temperature of the soil. | Degrees Celsius | ºC | Mahmoud_Al-Rajbi_J005_soil_temperature_2 | The datastream containing mesures of field Mahmoud Al-Rajbi by sensor J005 which measures Soil Temperature.
Jordan | Mahmoud Al-Rajbi | Field in Jordan | 35.6138 | 32.2401 | J005 | Technology that measures soil moisture at multiple depths. | ST12 | 008000000403FCAB | soil_temperature_3 | Soil Temperature | The measure of temperature of the soil. | Degrees Celsius | ºC | Mahmoud_Al-Rajbi_J005_soil_temperature_3 | The datastream containing mesures of field Mahmoud Al-Rajbi by sensor J005 which measures Soil Temperature.
Jordan | Mahmoud Al-Rajbi | Field in Jordan | 35.6138 | 32.2401 | J005 | Technology that measures soil moisture at multiple depths. | ST12 | 008000000403FCAB | soil_temperature_4 | Soil Temperature | The measure of temperature of the soil. | Degrees Celsius | ºC | Mahmoud_Al-Rajbi_J005_soil_temperature_4 | The datastream containing mesures of field Mahmoud Al-Rajbi by sensor J005 which measures Soil Temperature.
Jordan | Mahmoud Al-Rajbi | Field in Jordan | 35.6138 | 32.2401 | J005 | Technology that measures soil moisture at multiple depths. | ST12 | 008000000403FCAB | soil_temperature_5 | Soil Temperature | The measure of temperature of the soil. | Degrees Celsius | ºC | Mahmoud_Al-Rajbi_J005_soil_temperature_5 | The datastream containing mesures of field Mahmoud Al-Rajbi by sensor J005 which measures Soil Temperature.
Jordan | Mahmoud Al-Rajbi | Field in Jordan | 35.6138 | 32.2401 | J005 | Technology that measures soil moisture at multiple depths. | ST12 | 008000000403FCAB | soil_temperature_6 | Soil Temperature | The measure of temperature of the soil. | Degrees Celsius | ºC | Mahmoud_Al-Rajbi_J005_soil_temperature_6 | The datastream containing mesures of field Mahmoud Al-Rajbi by sensor J005 which measures Soil Temperature.
Jordan | Mahmoud Al-Rajbi | Field in Jordan | 35.5981 | 32.2312 | J006 | Specialized device designed for accurately measuring large volumes of water flow. | ST11 | 8254812306000023 | water_flow | Water Flow | The continuous movement of water in a particular direction. | Cubic meters per second | m^3/s | Mahmoud_Al-Rajbi_J006_water_flow | The datastream containing mesures of field Mahmoud Al-Rajbi by sensor J006 which measures Water Flow.
Jordan | Mahmoud Al-Rajbi | Field in Jordan | 35.5981 | 32.2312 | J007 | Technology that measures soil moisture at multiple depths. | ST12 | 008000000403FCA5 | soil_moisture_1 | Soil Moisture | The amount of moisture present in the soil, often expressed as a percentage of the maximum amount the soil could hold at a given temperature. | Percentage | % | Mahmoud_Al-Rajbi_J007_soil_moisture_1 | The datastream containing mesures of field Mahmoud Al-Rajbi by sensor J007 which measures Soil Moisture.
Jordan | Mahmoud Al-Rajbi | Field in Jordan | 35.5981 | 32.2312 | J007 | Technology that measures soil moisture at multiple depths. | ST12 | 008000000403FCA5 | soil_moisture_2 | Soil Moisture | The amount of moisture present in the soil, often expressed as a percentage of the maximum amount the soil could hold at a given temperature. | Percentage | % | Mahmoud_Al-Rajbi_J007_soil_moisture_2 | The datastream containing mesures of field Mahmoud Al-Rajbi by sensor J007 which measures Soil Moisture.
Jordan | Mahmoud Al-Rajbi | Field in Jordan | 35.5981 | 32.2312 | J007 | Technology that measures soil moisture at multiple depths. | ST12 | 008000000403FCA5 | soil_moisture_3 | Soil Moisture | The amount of moisture present in the soil, often expressed as a percentage of the maximum amount the soil could hold at a given temperature. | Percentage | % | Mahmoud_Al-Rajbi_J007_soil_moisture_3 | The datastream containing mesures of field Mahmoud Al-Rajbi by sensor J007 which measures Soil Moisture.
Jordan | Mahmoud Al-Rajbi | Field in Jordan | 35.5981 | 32.2312 | J007 | Technology that measures soil moisture at multiple depths. | ST12 | 008000000403FCA5 | soil_moisture_4 | Soil Moisture | The amount of moisture present in the soil, often expressed as a percentage of the maximum amount the soil could hold at a given temperature. | Percentage | % | Mahmoud_Al-Rajbi_J007_soil_moisture_4 | The datastream containing mesures of field Mahmoud Al-Rajbi by sensor J007 which measures Soil Moisture.
Jordan | Mahmoud Al-Rajbi | Field in Jordan | 35.5981 | 32.2312 | J007 | Technology that measures soil moisture at multiple depths. | ST12 | 008000000403FCA5 | soil_moisture_5 | Soil Moisture | The amount of moisture present in the soil, often expressed as a percentage of the maximum amount the soil could hold at a given temperature. | Percentage | % | Mahmoud_Al-Rajbi_J007_soil_moisture_5 | The datastream containing mesures of field Mahmoud Al-Rajbi by sensor J007 which measures Soil Moisture.
Jordan | Mahmoud Al-Rajbi | Field in Jordan | 35.5981 | 32.2312 | J007 | Technology that measures soil moisture at multiple depths. | ST12 | 008000000403FCA5 | soil_moisture_6 | Soil Moisture | The amount of moisture present in the soil, often expressed as a percentage of the maximum amount the soil could hold at a given temperature. | Percentage | % | Mahmoud_Al-Rajbi_J007_soil_moisture_6 | The datastream containing mesures of field Mahmoud Al-Rajbi by sensor J007 which measures Soil Moisture.
Jordan | Mahmoud Al-Rajbi | Field in Jordan | 35.5981 | 32.2312 | J007 | Technology that measures soil moisture at multiple depths. | ST12 | 008000000403FCA5 | soil_temperature_1 | Soil Temperature | The measure of temperature of the soil. | Degrees Celsius | ºC | Mahmoud_Al-Rajbi_J007_soil_temperature_1 | The datastream containing mesures of field Mahmoud Al-Rajbi by sensor J007 which measures Soil Temperature.
Jordan | Mahmoud Al-Rajbi | Field in Jordan | 35.5981 | 32.2312 | J007 | Technology that measures soil moisture at multiple depths. | ST12 | 008000000403FCA5 | soil_temperature_2 | Soil Temperature | The measure of temperature of the soil. | Degrees Celsius | ºC | Mahmoud_Al-Rajbi_J007_soil_temperature_2 | The datastream containing mesures of field Mahmoud Al-Rajbi by sensor J007 which measures Soil Temperature.
Jordan | Mahmoud Al-Rajbi | Field in Jordan | 35.5981 | 32.2312 | J007 | Technology that measures soil moisture at multiple depths. | ST12 | 008000000403FCA5 | soil_temperature_3 | Soil Temperature | The measure of temperature of the soil. | Degrees Celsius | ºC | Mahmoud_Al-Rajbi_J007_soil_temperature_3 | The datastream containing mesures of field Mahmoud Al-Rajbi by sensor J007 which measures Soil Temperature.
Jordan | Mahmoud Al-Rajbi | Field in Jordan | 35.5981 | 32.2312 | J007 | Technology that measures soil moisture at multiple depths. | ST12 | 008000000403FCA5 | soil_temperature_4 | Soil Temperature | The measure of temperature of the soil. | Degrees Celsius | ºC | Mahmoud_Al-Rajbi_J007_soil_temperature_4 | The datastream containing mesures of field Mahmoud Al-Rajbi by sensor J007 which measures Soil Temperature.
Jordan | Mahmoud Al-Rajbi | Field in Jordan | 35.5981 | 32.2312 | J007 | Technology that measures soil moisture at multiple depths. | ST12 | 008000000403FCA5 | soil_temperature_5 | Soil Temperature | The measure of temperature of the soil. | Degrees Celsius | ºC | Mahmoud_Al-Rajbi_J007_soil_temperature_5 | The datastream containing mesures of field Mahmoud Al-Rajbi by sensor J007 which measures Soil Temperature.
Jordan | Mahmoud Al-Rajbi | Field in Jordan | 35.5981 | 32.2312 | J007 | Technology that measures soil moisture at multiple depths. | ST12 | 008000000403FCA5 | soil_temperature_6 | Soil Temperature | The measure of temperature of the soil. | Degrees Celsius | ºC | Mahmoud_Al-Rajbi_J007_soil_temperature_6 | The datastream containing mesures of field Mahmoud Al-Rajbi by sensor J007 which measures Soil Temperature.
Jordan | Mahmoud Al-Rajbi | Field in Jordan | 35.596 | 32.2373 | J008 | Specialized device designed for accurately measuring large volumes of water flow. | ST11 | 8254812306000028 | water_flow | Water Flow | The continuous movement of water in a particular direction. | Cubic meters per second | m^3/s | Mahmoud_Al-Rajbi_J008_water_flow | The datastream containing mesures of field Mahmoud Al-Rajbi by sensor J008 which measures Water Flow.
Jordan | Mahmoud Al-Rajbi | Field in Jordan | 35.596 | 32.2373 | J009 | Technology that measures soil moisture at multiple depths. | ST12 | 008000000403FCC7 | soil_moisture_1 | Soil Moisture | The amount of moisture present in the soil, often expressed as a percentage of the maximum amount the soil could hold at a given temperature. | Percentage | % | Mahmoud_Al-Rajbi_J009_soil_moisture_1 | The datastream containing mesures of field Mahmoud Al-Rajbi by sensor J009 which measures Soil Moisture.
Jordan | Mahmoud Al-Rajbi | Field in Jordan | 35.596 | 32.2373 | J009 | Technology that measures soil moisture at multiple depths. | ST12 | 008000000403FCC7 | soil_moisture_2 | Soil Moisture | The amount of moisture present in the soil, often expressed as a percentage of the maximum amount the soil could hold at a given temperature. | Percentage | % | Mahmoud_Al-Rajbi_J009_soil_moisture_2 | The datastream containing mesures of field Mahmoud Al-Rajbi by sensor J009 which measures Soil Moisture.
Jordan | Mahmoud Al-Rajbi | Field in Jordan | 35.596 | 32.2373 | J009 | Technology that measures soil moisture at multiple depths. | ST12 | 008000000403FCC7 | soil_moisture_3 | Soil Moisture | The amount of moisture present in the soil, often expressed as a percentage of the maximum amount the soil could hold at a given temperature. | Percentage | % | Mahmoud_Al-Rajbi_J009_soil_moisture_3 | The datastream containing mesures of field Mahmoud Al-Rajbi by sensor J009 which measures Soil Moisture.
Jordan | Mahmoud Al-Rajbi | Field in Jordan | 35.596 | 32.2373 | J009 | Technology that measures soil moisture at multiple depths. | ST12 | 008000000403FCC7 | soil_moisture_4 | Soil Moisture | The amount of moisture present in the soil, often expressed as a percentage of the maximum amount the soil could hold at a given temperature. | Percentage | % | Mahmoud_Al-Rajbi_J009_soil_moisture_4 | The datastream containing mesures of field Mahmoud Al-Rajbi by sensor J009 which measures Soil Moisture.
Jordan | Mahmoud Al-Rajbi | Field in Jordan | 35.596 | 32.2373 | J009 | Technology that measures soil moisture at multiple depths. | ST12 | 008000000403FCC7 | soil_moisture_5 | Soil Moisture | The amount of moisture present in the soil, often expressed as a percentage of the maximum amount the soil could hold at a given temperature. | Percentage | % | Mahmoud_Al-Rajbi_J009_soil_moisture_5 | The datastream containing mesures of field Mahmoud Al-Rajbi by sensor J009 which measures Soil Moisture.
Jordan | Mahmoud Al-Rajbi | Field in Jordan | 35.596 | 32.2373 | J009 | Technology that measures soil moisture at multiple depths. | ST12 | 008000000403FCC7 | soil_moisture_6 | Soil Moisture | The amount of moisture present in the soil, often expressed as a percentage of the maximum amount the soil could hold at a given temperature. | Percentage | % | Mahmoud_Al-Rajbi_J009_soil_moisture_6 | The datastream containing mesures of field Mahmoud Al-Rajbi by sensor J009 which measures Soil Moisture.
Jordan | Mahmoud Al-Rajbi | Field in Jordan | 35.596 | 32.2373 | J009 | Technology that measures soil moisture at multiple depths. | ST12 | 008000000403FCC7 | soil_temperature_1 | Soil Temperature | The measure of temperature of the soil. | Degrees Celsius | ºC | Mahmoud_Al-Rajbi_J009_soil_temperature_1 | The datastream containing mesures of field Mahmoud Al-Rajbi by sensor J009 which measures Soil Temperature.
Jordan | Mahmoud Al-Rajbi | Field in Jordan | 35.596 | 32.2373 | J009 | Technology that measures soil moisture at multiple depths. | ST12 | 008000000403FCC7 | soil_temperature_2 | Soil Temperature | The measure of temperature of the soil. | Degrees Celsius | ºC | Mahmoud_Al-Rajbi_J009_soil_temperature_2 | The datastream containing mesures of field Mahmoud Al-Rajbi by sensor J009 which measures Soil Temperature.
Jordan | Mahmoud Al-Rajbi | Field in Jordan | 35.596 | 32.2373 | J009 | Technology that measures soil moisture at multiple depths. | ST12 | 008000000403FCC7 | soil_temperature_3 | Soil Temperature | The measure of temperature of the soil. | Degrees Celsius | ºC | Mahmoud_Al-Rajbi_J009_soil_temperature_3 | The datastream containing mesures of field Mahmoud Al-Rajbi by sensor J009 which measures Soil Temperature.
Jordan | Mahmoud Al-Rajbi | Field in Jordan | 35.596 | 32.2373 | J009 | Technology that measures soil moisture at multiple depths. | ST12 | 008000000403FCC7 | soil_temperature_4 | Soil Temperature | The measure of temperature of the soil. | Degrees Celsius | ºC | Mahmoud_Al-Rajbi_J009_soil_temperature_4 | The datastream containing mesures of field Mahmoud Al-Rajbi by sensor J009 which measures Soil Temperature.
Jordan | Mahmoud Al-Rajbi | Field in Jordan | 35.596 | 32.2373 | J009 | Technology that measures soil moisture at multiple depths. | ST12 | 008000000403FCC7 | soil_temperature_5 | Soil Temperature | The measure of temperature of the soil. | Degrees Celsius | ºC | Mahmoud_Al-Rajbi_J009_soil_temperature_5 | The datastream containing mesures of field Mahmoud Al-Rajbi by sensor J009 which measures Soil Temperature.
Jordan | Mahmoud Al-Rajbi | Field in Jordan | 35.596 | 32.2373 | J009 | Technology that measures soil moisture at multiple depths. | ST12 | 008000000403FCC7 | soil_temperature_6 | Soil Temperature | The measure of temperature of the soil. | Degrees Celsius | ºC | Mahmoud_Al-Rajbi_J009_soil_temperature_6 | The datastream containing mesures of field Mahmoud Al-Rajbi by sensor J009 which measures Soil Temperature.
Jordan | NARC | NARC Research Site in Jordan | 35.6211 | 32.1942 | J010 | Specialized device designed for accurately measuring large volumes of water flow. | ST11 | 8254812306000027 | water_flow | Water Flow | The continuous movement of water in a particular direction. | Cubic meters per second | m^3/s | NARC_J010_water_flow | The datastream containing mesures of field NARC by sensor J010 which measures Water Flow.
Jordan | NARC | NARC Research Site in Jordan | 35.6211 | 32.1942 | J011 | Technology that measures soil moisture at multiple depths. | ST12 | 008000000403FCC4 | soil_moisture_1 | Soil Moisture | The amount of moisture present in the soil, often expressed as a percentage of the maximum amount the soil could hold at a given temperature. | Percentage | % | NARC_J011_soil_moisture_1 | The datastream containing mesures of field NARC by sensor J011 which measures Soil Moisture.
Jordan | NARC | NARC Research Site in Jordan | 35.6211 | 32.1942 | J011 | Technology that measures soil moisture at multiple depths. | ST12 | 008000000403FCC4 | soil_moisture_2 | Soil Moisture | The amount of moisture present in the soil, often expressed as a percentage of the maximum amount the soil could hold at a given temperature. | Percentage | % | NARC_J011_soil_moisture_2 | The datastream containing mesures of field NARC by sensor J011 which measures Soil Moisture.
Jordan | NARC | NARC Research Site in Jordan | 35.6211 | 32.1942 | J011 | Technology that measures soil moisture at multiple depths. | ST12 | 008000000403FCC4 | soil_moisture_3 | Soil Moisture | The amount of moisture present in the soil, often expressed as a percentage of the maximum amount the soil could hold at a given temperature. | Percentage | % | NARC_J011_soil_moisture_3 | The datastream containing mesures of field NARC by sensor J011 which measures Soil Moisture.
Jordan | NARC | NARC Research Site in Jordan | 35.6211 | 32.1942 | J011 | Technology that measures soil moisture at multiple depths. | ST12 | 008000000403FCC4 | soil_moisture_4 | Soil Moisture | The amount of moisture present in the soil, often expressed as a percentage of the maximum amount the soil could hold at a given temperature. | Percentage | % | NARC_J011_soil_moisture_4 | The datastream containing mesures of field NARC by sensor J011 which measures Soil Moisture.
Jordan | NARC | NARC Research Site in Jordan | 35.6211 | 32.1942 | J011 | Technology that measures soil moisture at multiple depths. | ST12 | 008000000403FCC4 | soil_moisture_5 | Soil Moisture | The amount of moisture present in the soil, often expressed as a percentage of the maximum amount the soil could hold at a given temperature. | Percentage | % | NARC_J011_soil_moisture_5 | The datastream containing mesures of field NARC by sensor J011 which measures Soil Moisture.
Jordan | NARC | NARC Research Site in Jordan | 35.6211 | 32.1942 | J011 | Technology that measures soil moisture at multiple depths. | ST12 | 008000000403FCC4 | soil_moisture_6 | Soil Moisture | The amount of moisture present in the soil, often expressed as a percentage of the maximum amount the soil could hold at a given temperature. | Percentage | % | NARC_J011_soil_moisture_6 | The datastream containing mesures of field NARC by sensor J011 which measures Soil Moisture.
Jordan | NARC | NARC Research Site in Jordan | 35.6211 | 32.1942 | J011 | Technology that measures soil moisture at multiple depths. | ST12 | 008000000403FCC4 | soil_temperature_1 | Soil Temperature | The measure of temperature of the soil. | Degrees Celsius | ºC | NARC_J011_soil_temperature_1 | The datastream containing mesures of field NARC by sensor J011 which measures Soil Temperature.
Jordan | NARC | NARC Research Site in Jordan | 35.6211 | 32.1942 | J011 | Technology that measures soil moisture at multiple depths. | ST12 | 008000000403FCC4 | soil_temperature_2 | Soil Temperature | The measure of temperature of the soil. | Degrees Celsius | ºC | NARC_J011_soil_temperature_2 | The datastream containing mesures of field NARC by sensor J011 which measures Soil Temperature.
Jordan | NARC | NARC Research Site in Jordan | 35.6211 | 32.1942 | J011 | Technology that measures soil moisture at multiple depths. | ST12 | 008000000403FCC4 | soil_temperature_3 | Soil Temperature | The measure of temperature of the soil. | Degrees Celsius | ºC | NARC_J011_soil_temperature_3 | The datastream containing mesures of field NARC by sensor J011 which measures Soil Temperature.
Jordan | NARC | NARC Research Site in Jordan | 35.6211 | 32.1942 | J011 | Technology that measures soil moisture at multiple depths. | ST12 | 008000000403FCC4 | soil_temperature_4 | Soil Temperature | The measure of temperature of the soil. | Degrees Celsius | ºC | NARC_J011_soil_temperature_4 | The datastream containing mesures of field NARC by sensor J011 which measures Soil Temperature.
Jordan | NARC | NARC Research Site in Jordan | 35.6211 | 32.1942 | J011 | Technology that measures soil moisture at multiple depths. | ST12 | 008000000403FCC4 | soil_temperature_5 | Soil Temperature | The measure of temperature of the soil. | Degrees Celsius | ºC | NARC_J011_soil_temperature_5 | The datastream containing mesures of field NARC by sensor J011 which measures Soil Temperature.
Jordan | NARC | NARC Research Site in Jordan | 35.6211 | 32.1942 | J011 | Technology that measures soil moisture at multiple depths. | ST12 | 008000000403FCC4 | soil_temperature_6 | Soil Temperature | The measure of temperature of the soil. | Degrees Celsius | ºC | NARC_J011_soil_temperature_6 | The datastream containing mesures of field NARC by sensor J011 which measures Soil Temperature.
Jordan | NARC | NARC Research Site in Jordan | 35.6211 | 32.1741 | J012 | Specialized device designed for accurately measuring large volumes of water flow. | ST11 | 8254812306000029 | water_flow | Water Flow | The continuous movement of water in a particular direction. | Cubic meters per second | m^3/s | NARC_J012_water_flow | The datastream containing mesures of field NARC by sensor J012 which measures Water Flow.
Jordan | NARC | NARC Research Site in Jordan | 35.613 | 32.1942 | J013 | Technology that measures soil moisture at multiple depths. | ST12 | 008000000403FCEE | soil_moisture_1 | Soil Moisture | The amount of moisture present in the soil, often expressed as a percentage of the maximum amount the soil could hold at a given temperature. | Percentage | % | NARC_J013_soil_moisture_1 | The datastream containing mesures of field NARC by sensor J013 which measures Soil Moisture.
Jordan | NARC | NARC Research Site in Jordan | 35.613 | 32.1942 | J013 | Technology that measures soil moisture at multiple depths. | ST12 | 008000000403FCEE | soil_moisture_2 | Soil Moisture | The amount of moisture present in the soil, often expressed as a percentage of the maximum amount the soil could hold at a given temperature. | Percentage | % | NARC_J013_soil_moisture_2 | The datastream containing mesures of field NARC by sensor J013 which measures Soil Moisture.
Jordan | NARC | NARC Research Site in Jordan | 35.613 | 32.1942 | J013 | Technology that measures soil moisture at multiple depths. | ST12 | 008000000403FCEE | soil_moisture_3 | Soil Moisture | The amount of moisture present in the soil, often expressed as a percentage of the maximum amount the soil could hold at a given temperature. | Percentage | % | NARC_J013_soil_moisture_3 | The datastream containing mesures of field NARC by sensor J013 which measures Soil Moisture.
Jordan | NARC | NARC Research Site in Jordan | 35.613 | 32.1942 | J013 | Technology that measures soil moisture at multiple depths. | ST12 | 008000000403FCEE | soil_moisture_4 | Soil Moisture | The amount of moisture present in the soil, often expressed as a percentage of the maximum amount the soil could hold at a given temperature. | Percentage | % | NARC_J013_soil_moisture_4 | The datastream containing mesures of field NARC by sensor J013 which measures Soil Moisture.
Jordan | NARC | NARC Research Site in Jordan | 35.613 | 32.1942 | J013 | Technology that measures soil moisture at multiple depths. | ST12 | 008000000403FCEE | soil_moisture_5 | Soil Moisture | The amount of moisture present in the soil, often expressed as a percentage of the maximum amount the soil could hold at a given temperature. | Percentage | % | NARC_J013_soil_moisture_5 | The datastream containing mesures of field NARC by sensor J013 which measures Soil Moisture.
Jordan | NARC | NARC Research Site in Jordan | 35.613 | 32.1942 | J013 | Technology that measures soil moisture at multiple depths. | ST12 | 008000000403FCEE | soil_moisture_6 | Soil Moisture | The amount of moisture present in the soil, often expressed as a percentage of the maximum amount the soil could hold at a given temperature. | Percentage | % | NARC_J013_soil_moisture_6 | The datastream containing mesures of field NARC by sensor J013 which measures Soil Moisture.
Jordan | NARC | NARC Research Site in Jordan | 35.613 | 32.1942 | J013 | Technology that measures soil moisture at multiple depths. | ST12 | 008000000403FCEE | soil_temperature_1 | Soil Temperature | The measure of temperature of the soil. | Degrees Celsius | ºC | NARC_J013_soil_temperature_1 | The datastream containing mesures of field NARC by sensor J013 which measures Soil Temperature.
Jordan | NARC | NARC Research Site in Jordan | 35.613 | 32.1942 | J013 | Technology that measures soil moisture at multiple depths. | ST12 | 008000000403FCEE | soil_temperature_2 | Soil Temperature | The measure of temperature of the soil. | Degrees Celsius | ºC | NARC_J013_soil_temperature_2 | The datastream containing mesures of field NARC by sensor J013 which measures Soil Temperature.
Jordan | NARC | NARC Research Site in Jordan | 35.613 | 32.1942 | J013 | Technology that measures soil moisture at multiple depths. | ST12 | 008000000403FCEE | soil_temperature_3 | Soil Temperature | The measure of temperature of the soil. | Degrees Celsius | ºC | NARC_J013_soil_temperature_3 | The datastream containing mesures of field NARC by sensor J013 which measures Soil Temperature.
Jordan | NARC | NARC Research Site in Jordan | 35.613 | 32.1942 | J013 | Technology that measures soil moisture at multiple depths. | ST12 | 008000000403FCEE | soil_temperature_4 | Soil Temperature | The measure of temperature of the soil. | Degrees Celsius | ºC | NARC_J013_soil_temperature_4 | The datastream containing mesures of field NARC by sensor J013 which measures Soil Temperature.
Jordan | NARC | NARC Research Site in Jordan | 35.613 | 32.1942 | J013 | Technology that measures soil moisture at multiple depths. | ST12 | 008000000403FCEE | soil_temperature_5 | Soil Temperature | The measure of temperature of the soil. | Degrees Celsius | ºC | NARC_J013_soil_temperature_5 | The datastream containing mesures of field NARC by sensor J013 which measures Soil Temperature.
Jordan | NARC | NARC Research Site in Jordan | 35.613 | 32.1942 | J013 | Technology that measures soil moisture at multiple depths. | ST12 | 008000000403FCEE | soil_temperature_6 | Soil Temperature | The measure of temperature of the soil. | Degrees Celsius | ºC | NARC_J013_soil_temperature_6 | The datastream containing mesures of field NARC by sensor J013 which measures Soil Temperature.
Jordan | Faisal Neimat | Field in Jordan | 35.6211 | 32.1741 | J014 | Specialized device designed for accurately measuring large volumes of water flow. | ST11 | 8254812306000029 | water_flow | Water Flow | The continuous movement of water in a particular direction. | Cubic meters per second | m^3/s | Faisal_Neimat_J014_water_flow | The datastream containing mesures of field Faisal Neimat by sensor J014 which measures Water Flow.
Jordan | Faisal Neimat | Field in Jordan | 35.6211 | 32.1741 | J015 | Technology that measures soil moisture at multiple depths. | ST12 | 008000000403FC9C | soil_moisture_1 | Soil Moisture | The amount of moisture present in the soil, often expressed as a percentage of the maximum amount the soil could hold at a given temperature. | Percentage | % | Faisal_Neimat_J015_soil_moisture_1 | The datastream containing mesures of field Faisal Neimat by sensor J015 which measures Soil Moisture.
Jordan | Faisal Neimat | Field in Jordan | 35.6211 | 32.1741 | J015 | Technology that measures soil moisture at multiple depths. | ST12 | 008000000403FC9C | soil_moisture_2 | Soil Moisture | The amount of moisture present in the soil, often expressed as a percentage of the maximum amount the soil could hold at a given temperature. | Percentage | % | Faisal_Neimat_J015_soil_moisture_2 | The datastream containing mesures of field Faisal Neimat by sensor J015 which measures Soil Moisture.
Jordan | Faisal Neimat | Field in Jordan | 35.6211 | 32.1741 | J015 | Technology that measures soil moisture at multiple depths. | ST12 | 008000000403FC9C | soil_moisture_3 | Soil Moisture | The amount of moisture present in the soil, often expressed as a percentage of the maximum amount the soil could hold at a given temperature. | Percentage | % | Faisal_Neimat_J015_soil_moisture_3 | The datastream containing mesures of field Faisal Neimat by sensor J015 which measures Soil Moisture.
Jordan | Faisal Neimat | Field in Jordan | 35.6211 | 32.1741 | J015 | Technology that measures soil moisture at multiple depths. | ST12 | 008000000403FC9C | soil_moisture_4 | Soil Moisture | The amount of moisture present in the soil, often expressed as a percentage of the maximum amount the soil could hold at a given temperature. | Percentage | % | Faisal_Neimat_J015_soil_moisture_4 | The datastream containing mesures of field Faisal Neimat by sensor J015 which measures Soil Moisture.
Jordan | Faisal Neimat | Field in Jordan | 35.6211 | 32.1741 | J015 | Technology that measures soil moisture at multiple depths. | ST12 | 008000000403FC9C | soil_moisture_5 | Soil Moisture | The amount of moisture present in the soil, often expressed as a percentage of the maximum amount the soil could hold at a given temperature. | Percentage | % | Faisal_Neimat_J015_soil_moisture_5 | The datastream containing mesures of field Faisal Neimat by sensor J015 which measures Soil Moisture.
Jordan | Faisal Neimat | Field in Jordan | 35.6211 | 32.1741 | J015 | Technology that measures soil moisture at multiple depths. | ST12 | 008000000403FC9C | soil_moisture_6 | Soil Moisture | The amount of moisture present in the soil, often expressed as a percentage of the maximum amount the soil could hold at a given temperature. | Percentage | % | Faisal_Neimat_J015_soil_moisture_6 | The datastream containing mesures of field Faisal Neimat by sensor J015 which measures Soil Moisture.
Jordan | Faisal Neimat | Field in Jordan | 35.6211 | 32.1741 | J015 | Technology that measures soil moisture at multiple depths. | ST12 | 008000000403FC9C | soil_temperature_1 | Soil Temperature | The measure of temperature of the soil. | Degrees Celsius | ºC | Faisal_Neimat_J015_soil_temperature_1 | The datastream containing mesures of field Faisal Neimat by sensor J015 which measures Soil Temperature.
Jordan | Faisal Neimat | Field in Jordan | 35.6211 | 32.1741 | J015 | Technology that measures soil moisture at multiple depths. | ST12 | 008000000403FC9C | soil_temperature_2 | Soil Temperature | The measure of temperature of the soil. | Degrees Celsius | ºC | Faisal_Neimat_J015_soil_temperature_2 | The datastream containing mesures of field Faisal Neimat by sensor J015 which measures Soil Temperature.
Jordan | Faisal Neimat | Field in Jordan | 35.6211 | 32.1741 | J015 | Technology that measures soil moisture at multiple depths. | ST12 | 008000000403FC9C | soil_temperature_3 | Soil Temperature | The measure of temperature of the soil. | Degrees Celsius | ºC | Faisal_Neimat_J015_soil_temperature_3 | The datastream containing mesures of field Faisal Neimat by sensor J015 which measures Soil Temperature.
Jordan | Faisal Neimat | Field in Jordan | 35.6211 | 32.1741 | J015 | Technology that measures soil moisture at multiple depths. | ST12 | 008000000403FC9C | soil_temperature_4 | Soil Temperature | The measure of temperature of the soil. | Degrees Celsius | ºC | Faisal_Neimat_J015_soil_temperature_4 | The datastream containing mesures of field Faisal Neimat by sensor J015 which measures Soil Temperature.
Jordan | Faisal Neimat | Field in Jordan | 35.6211 | 32.1741 | J015 | Technology that measures soil moisture at multiple depths. | ST12 | 008000000403FC9C | soil_temperature_5 | Soil Temperature | The measure of temperature of the soil. | Degrees Celsius | ºC | Faisal_Neimat_J015_soil_temperature_5 | The datastream containing mesures of field Faisal Neimat by sensor J015 which measures Soil Temperature.
Jordan | Faisal Neimat | Field in Jordan | 35.6211 | 32.1741 | J015 | Technology that measures soil moisture at multiple depths. | ST12 | 008000000403FC9C | soil_temperature_6 | Soil Temperature | The measure of temperature of the soil. | Degrees Celsius | ºC | Faisal_Neimat_J015_soil_temperature_6 | The datastream containing mesures of field Faisal Neimat by sensor J015 which measures Soil Temperature.
Jordan | Telal Al Thahab | Field in Jordan | 35.6859 | 32.1889 | J016 | Device capable of analyzing various environmental parameters simultaneously. | ST13 | 2CF7F1C05230012F | ph | pH | Measure of the acidity or alkalinity of a solution. | - | - | Telal_Al_Thahab_J016_ph | The datastream containing mesures of field Telal Al Thahab by sensor J016 which measures pH.
Jordan | Telal Al Thahab | Field in Jordan | 35.6859 | 32.1889 | J016 | Device capable of analyzing various environmental parameters simultaneously. | ST13 | 2CF7F1C05230012F | ec | Electric Conductivity | Measure of the ability of a solution to conduct electricity. | Siemens per meter | S/m | Telal_Al_Thahab_J016_ec | The datastream containing mesures of field Telal Al Thahab by sensor J016 which measures Electric Conductivity.
Jordan | Telal Al Thahab | Field in Jordan | 35.6859 | 32.1889 | J016 | Device capable of analyzing various environmental parameters simultaneously. | ST13 | 2CF7F1C05230012F | nh3 | NH3 / Ammonia | Concentration of ammonia. | Parts per million | ppm | Telal_Al_Thahab_J016_nh3 | The datastream containing mesures of field Telal Al Thahab by sensor J016 which measures NH3 / Ammonia.
Jordan | Telal Al Thahab | Field in Jordan | 35.6859 | 32.1889 | J016 | Device capable of analyzing various environmental parameters simultaneously. | ST13 | 2CF7F1C05230012F | no4 | NO4 / Nitrate | Concentration of nitrogen. | Parts per million | ppm | Telal_Al_Thahab_J016_no4 | The datastream containing mesures of field Telal Al Thahab by sensor J016 which measures NO4 / Nitrate.
Jordan | Telal Al Thahab | Field in Jordan | 35.6859 | 32.1889 | J016 | Device capable of analyzing various environmental parameters simultaneously. | ST13 | 2CF7F1C05230012F | temperature | Temperature | The measure of the hotness or coldness of something. | Degrees Celsius | ºC | Telal_Al_Thahab_J016_temperature | The datastream containing mesures of field Telal Al Thahab by sensor J016 which measures Temperature.
Jordan | Telal Al Thahab | Field in Jordan | 35.6859 | 32.1889 | J016 | Device capable of analyzing various environmental parameters simultaneously. | ST13 | 2CF7F1C05230012F | gw_level | Groundwater Level | The depth at which the water table is found beneath the Earth's surface. | Meters | m | Telal_Al_Thahab_J016_gw_level | The datastream containing mesures of field Telal Al Thahab by sensor J016 which measures Groundwater Level.
Tunisia | Noureddine Rojbani | Field in Tunisia | 10.3506 | 33.3107 | TS01 | Device that measures wind speed and direction. | - | - | wind_speed | Wind Speed | The rate at which the air is moving horizontally, often measured in miles per hour or meters per second. | Meters per second | m/s | Noureddine_Rojbani_TS01_wind_speed | The datastream containing mesures of field Noureddine Rojbani by sensor TS01 which measures Wind Speed.
Tunisia | Noureddine Rojbani | Field in Tunisia | 10.3506 | 33.3107 | TS01 | Device that measures wind speed and direction. | - | - | wind_direction | Wind Direction | The compass direction from which the wind is blowing. | Degrees | º | Noureddine_Rojbani_TS01_wind_direction | The datastream containing mesures of field Noureddine Rojbani by sensor TS01 which measures Wind Direction.
Tunisia | Noureddine Rojbani | Field in Tunisia | 10.3506 | 33.3107 | TS01 | Device that measures wind speed and direction. | - | - | solar_radiation | Solar Radiation | Energy from the sun in the form of electromagnetic waves. | Watts per square meter | W/m² | Noureddine_Rojbani_TS01_solar_radiation | The datastream containing mesures of field Noureddine Rojbani by sensor TS01 which measures Solar Radiation.
Tunisia | Noureddine Rojbani | Field in Tunisia | 10.3506 | 33.3107 | TS01 | Device that measures wind speed and direction. | - | - | temperature | Temperature | The measure of the hotness or coldness of something. | Degrees Celsius | ºC | Noureddine_Rojbani_TS01_temperature | The datastream containing mesures of field Noureddine Rojbani by sensor TS01 which measures Temperature.
Tunisia | Noureddine Rojbani | Field in Tunisia | 10.3506 | 33.3107 | TS01 | Device that measures wind speed and direction. | - | - | air_humidity | Air Humidity | The amount of moisture or water vapor present in the air, often expressed as a percentage of the maximum amount the air could hold at a given temperature. | Percentage | % | Noureddine_Rojbani_TS01_air_humidity | The datastream containing mesures of field Noureddine Rojbani by sensor TS01 which measures Air Humidity.
Tunisia | Noureddine Rojbani | Field in Tunisia | 10.3506 | 33.3107 | TS02 | Simple mechanism used to measure rainfall. | - | - | rain_intensity | Max Precipitation Rate | The highest rate at which rain or other forms of precipitation fall in a given period. | Millimeters per hour | mm/h | Noureddine_Rojbani_TS02_rain_intensity | The datastream containing mesures of field Noureddine Rojbani by sensor TS02 which measures Max Precipitation Rate.
Tunisia | Noureddine Rojbani | Field in Tunisia | 10.3506 | 33.3107 | TS02 | Simple mechanism used to measure rainfall. | - | - | cumulative_rainfall | Cumulative Rainfall | Cumulatime Rainfall. | Liters per square meter | L/m^2 | Noureddine_Rojbani_TS02_cumulative_rainfall | The datastream containing mesures of field Noureddine Rojbani by sensor TS02 which measures Cumulative Rainfall.
Tunisia | Noureddine Rojbani | Field in Tunisia | 10.3506 | 33.3107 | TS03 | Probe for soil volumetric water content measurement. | - | - | soil_moisture | Soil Moisture | The amount of moisture present in the soil, often expressed as a percentage of the maximum amount the soil could hold at a given temperature. | Percentage | % | Noureddine_Rojbani_TS03_soil_moisture | The datastream containing mesures of field Noureddine Rojbani by sensor TS03 which measures Soil Moisture.
Tunisia | Noureddine Rojbani | Field in Tunisia | 10.3506 | 33.3107 | TS03 | Probe for soil volumetric water content measurement. | - | - | soil_temperature | Soil Temperature | The measure of temperature of the soil. | Degrees Celsius | ºC | Noureddine_Rojbani_TS03_soil_temperature | The datastream containing mesures of field Noureddine Rojbani by sensor TS03 which measures Soil Temperature.
Tunisia | Noureddine Rojbani | Field in Tunisia | 10.3506 | 33.3107 | TS04 | Probe for soil volumetric water content measurement. | - | - | soil_moisture | Soil Moisture | The amount of moisture present in the soil, often expressed as a percentage of the maximum amount the soil could hold at a given temperature. | Percentage | % | Noureddine_Rojbani_TS04_soil_moisture | The datastream containing mesures of field Noureddine Rojbani by sensor TS04 which measures Soil Moisture.
Tunisia | Noureddine Rojbani | Field in Tunisia | 10.3506 | 33.3107 | TS04 | Probe for soil volumetric water content measurement. | - | - | soil_temperature | Soil Temperature | The measure of temperature of the soil. | Degrees Celsius | ºC | Noureddine_Rojbani_TS04_soil_temperature | The datastream containing mesures of field Noureddine Rojbani by sensor TS04 which measures Soil Temperature.
Tunisia | Noureddine Rojbani | Field in Tunisia | 10.3506 | 33.3107 | TS05 | Probe for soil volumetric water content measurement. | - | - | soil_moisture | Soil Moisture | The amount of moisture present in the soil, often expressed as a percentage of the maximum amount the soil could hold at a given temperature. | Percentage | % | Noureddine_Rojbani_TS05_soil_moisture | The datastream containing mesures of field Noureddine Rojbani by sensor TS05 which measures Soil Moisture.
Tunisia | Noureddine Rojbani | Field in Tunisia | 10.3506 | 33.3107 | TS05 | Probe for soil volumetric water content measurement. | - | - | soil_temperature | Soil Temperature | The measure of temperature of the soil. | Degrees Celsius | ºC | Noureddine_Rojbani_TS05_soil_temperature | The datastream containing mesures of field Noureddine Rojbani by sensor TS05 which measures Soil Temperature.
Tunisia | Noureddine Rojbani | Field in Tunisia | 10.3506 | 33.3107 | TS06 | Probe for soil volumetric water content measurement. | - | - | soil_moisture | Soil Moisture | The amount of moisture present in the soil, often expressed as a percentage of the maximum amount the soil could hold at a given temperature. | Percentage | % | Noureddine_Rojbani_TS06_soil_moisture | The datastream containing mesures of field Noureddine Rojbani by sensor TS06 which measures Soil Moisture.
Tunisia | Noureddine Rojbani | Field in Tunisia | 10.3506 | 33.3107 | TS06 | Probe for soil volumetric water content measurement. | - | - | soil_temperature | Soil Temperature | The measure of temperature of the soil. | Degrees Celsius | ºC | Noureddine_Rojbani_TS06_soil_temperature | The datastream containing mesures of field Noureddine Rojbani by sensor TS06 which measures Soil Temperature.
Tunisia | Noureddine Rojbani | Field in Tunisia | 10.3506 | 33.3107 | TS07 | Probe for soil volumetric water content measurement. | - | - | soil_moisture | Soil Moisture | The amount of moisture present in the soil, often expressed as a percentage of the maximum amount the soil could hold at a given temperature. | Percentage | % | Noureddine_Rojbani_TS07_soil_moisture | The datastream containing mesures of field Noureddine Rojbani by sensor TS07 which measures Soil Moisture.
Tunisia | Noureddine Rojbani | Field in Tunisia | 10.3506 | 33.3107 | TS07 | Probe for soil volumetric water content measurement. | - | - | soil_temperature | Soil Temperature | The measure of temperature of the soil. | Degrees Celsius | ºC | Noureddine_Rojbani_TS07_soil_temperature | The datastream containing mesures of field Noureddine Rojbani by sensor TS07 which measures Soil Temperature.
Tunisia | Noureddine Rojbani | Field in Tunisia | 10.3506 | 33.3107 | TS08 | Probe for soil volumetric water content measurement. | - | - | soil_moisture | Soil Moisture | The amount of moisture present in the soil, often expressed as a percentage of the maximum amount the soil could hold at a given temperature. | Percentage | % | Noureddine_Rojbani_TS08_soil_moisture | The datastream containing mesures of field Noureddine Rojbani by sensor TS08 which measures Soil Moisture.
Tunisia | Noureddine Rojbani | Field in Tunisia | 10.3506 | 33.3107 | TS08 | Probe for soil volumetric water content measurement. | - | - | soil_temperature | Soil Temperature | The measure of temperature of the soil. | Degrees Celsius | ºC | Noureddine_Rojbani_TS08_soil_temperature | The datastream containing mesures of field Noureddine Rojbani by sensor TS08 which measures Soil Temperature.
Tunisia | Noureddine Rojbani | Field in Tunisia | 10.3506 | 33.3107 | TS027 | Water meter that utilizes the Woltman principle for measuring water flow in large industrial and commercial applications. | - | - | water_flow | Water Flow | The continuous movement of water in a particular direction. | Cubic meters per second | m^3/s | Noureddine_Rojbani_TS027_water_flow | The datastream containing mesures of field Noureddine Rojbani by sensor TS027 which measures Water Flow.
Tunisia | Noureddine Rojbani | Field in Tunisia | 10.3506 | 33.3107 | TS032 | Water meter that utilizes the Woltman principle for measuring water flow in large industrial and commercial applications. | - | - | water_flow | Water Flow | The continuous movement of water in a particular direction. | Cubic meters per second | m^3/s | Noureddine_Rojbani_TS032_water_flow | The datastream containing mesures of field Noureddine Rojbani by sensor TS032 which measures Water Flow.
Tunisia | Jomaa Dhibi | Field in Tunisia | 10.3898 | 33.3229 | TS09 | Probe for soil volumetric water content measurement. | - | - | soil_moisture | Soil Moisture | The amount of moisture present in the soil, often expressed as a percentage of the maximum amount the soil could hold at a given temperature. | Percentage | % | Jomaa_Dhibi_TS09_soil_moisture | The datastream containing mesures of field Jomaa Dhibi by sensor TS09 which measures Soil Moisture.
Tunisia | Jomaa Dhibi | Field in Tunisia | 10.3898 | 33.3229 | TS09 | Probe for soil volumetric water content measurement. | - | - | soil_temperature | Soil Temperature | The measure of temperature of the soil. | Degrees Celsius | ºC | Jomaa_Dhibi_TS09_soil_temperature | The datastream containing mesures of field Jomaa Dhibi by sensor TS09 which measures Soil Temperature.
Tunisia | Jomaa Dhibi | Field in Tunisia | 10.3898 | 33.3229 | TS010 | Probe for soil volumetric water content measurement. | - | - | soil_moisture | Soil Moisture | The amount of moisture present in the soil, often expressed as a percentage of the maximum amount the soil could hold at a given temperature. | Percentage | % | Jomaa_Dhibi_TS010_soil_moisture | The datastream containing mesures of field Jomaa Dhibi by sensor TS010 which measures Soil Moisture.
Tunisia | Jomaa Dhibi | Field in Tunisia | 10.3898 | 33.3229 | TS010 | Probe for soil volumetric water content measurement. | - | - | soil_temperature | Soil Temperature | The measure of temperature of the soil. | Degrees Celsius | ºC | Jomaa_Dhibi_TS010_soil_temperature | The datastream containing mesures of field Jomaa Dhibi by sensor TS010 which measures Soil Temperature.
Tunisia | Jomaa Dhibi | Field in Tunisia | 10.3898 | 33.3229 | TS011 | Probe for soil volumetric water content measurement. | - | - | soil_moisture | Soil Moisture | The amount of moisture present in the soil, often expressed as a percentage of the maximum amount the soil could hold at a given temperature. | Percentage | % | Jomaa_Dhibi_TS011_soil_moisture | The datastream containing mesures of field Jomaa Dhibi by sensor TS011 which measures Soil Moisture.
Tunisia | Jomaa Dhibi | Field in Tunisia | 10.3898 | 33.3229 | TS011 | Probe for soil volumetric water content measurement. | - | - | soil_temperature | Soil Temperature | The measure of temperature of the soil. | Degrees Celsius | ºC | Jomaa_Dhibi_TS011_soil_temperature | The datastream containing mesures of field Jomaa Dhibi by sensor TS011 which measures Soil Temperature.
Tunisia | Jomaa Dhibi | Field in Tunisia | 10.3898 | 33.3229 | TS012 | Probe for soil volumetric water content measurement. | - | - | soil_moisture | Soil Moisture | The amount of moisture present in the soil, often expressed as a percentage of the maximum amount the soil could hold at a given temperature. | Percentage | % | Jomaa_Dhibi_TS012_soil_moisture | The datastream containing mesures of field Jomaa Dhibi by sensor TS012 which measures Soil Moisture.
Tunisia | Jomaa Dhibi | Field in Tunisia | 10.3898 | 33.3229 | TS012 | Probe for soil volumetric water content measurement. | - | - | soil_temperature | Soil Temperature | The measure of temperature of the soil. | Degrees Celsius | ºC | Jomaa_Dhibi_TS012_soil_temperature | The datastream containing mesures of field Jomaa Dhibi by sensor TS012 which measures Soil Temperature.
Tunisia | Jomaa Dhibi | Field in Tunisia | 10.3898 | 33.3229 | TS013 | Probe for soil volumetric water content measurement. | - | - | soil_moisture | Soil Moisture | The amount of moisture present in the soil, often expressed as a percentage of the maximum amount the soil could hold at a given temperature. | Percentage | % | Jomaa_Dhibi_TS013_soil_moisture | The datastream containing mesures of field Jomaa Dhibi by sensor TS013 which measures Soil Moisture.
Tunisia | Jomaa Dhibi | Field in Tunisia | 10.3898 | 33.3229 | TS013 | Probe for soil volumetric water content measurement. | - | - | soil_temperature | Soil Temperature | The measure of temperature of the soil. | Degrees Celsius | ºC | Jomaa_Dhibi_TS013_soil_temperature | The datastream containing mesures of field Jomaa Dhibi by sensor TS013 which measures Soil Temperature.
Tunisia | Jomaa Dhibi | Field in Tunisia | 10.3898 | 33.3229 | TS014 | Probe for soil volumetric water content measurement. | - | - | soil_moisture | Soil Moisture | The amount of moisture present in the soil, often expressed as a percentage of the maximum amount the soil could hold at a given temperature. | Percentage | % | Jomaa_Dhibi_TS014_soil_moisture | The datastream containing mesures of field Jomaa Dhibi by sensor TS014 which measures Soil Moisture.
Tunisia | Jomaa Dhibi | Field in Tunisia | 10.3898 | 33.3229 | TS014 | Probe for soil volumetric water content measurement. | - | - | soil_temperature | Soil Temperature | The measure of temperature of the soil. | Degrees Celsius | ºC | Jomaa_Dhibi_TS014_soil_temperature | The datastream containing mesures of field Jomaa Dhibi by sensor TS014 which measures Soil Temperature.
Tunisia | Jomaa Dhibi | Field in Tunisia | 10.3898 | 33.3229 | TS033 | Water meter that utilizes the Woltman principle for measuring water flow in large industrial and commercial applications. | - | - | water_flow | Water Flow | The continuous movement of water in a particular direction. | Cubic meters per second | m^3/s | Jomaa_Dhibi_TS033_water_flow | The datastream containing mesures of field Jomaa Dhibi by sensor TS033 which measures Water Flow.
Tunisia | Jomaa Dhibi | Field in Tunisia | 10.3898 | 33.3229 | TS042 | Water meter that utilizes the Woltman principle for measuring water flow in large industrial and commercial applications. | - | - | water_flow | Water Flow | The continuous movement of water in a particular direction. | Cubic meters per second | m^3/s | Jomaa_Dhibi_TS042_water_flow | The datastream containing mesures of field Jomaa Dhibi by sensor TS042 which measures Water Flow.
Tunisia | Lamine Moussa | Field in Tunisia | 10.3361 | 33.3097 | TS015 | Probe for soil volumetric water content measurement. | - | - | soil_moisture | Soil Moisture | The amount of moisture present in the soil, often expressed as a percentage of the maximum amount the soil could hold at a given temperature. | Percentage | % | Lamine_Moussa_TS015_soil_moisture | The datastream containing mesures of field Lamine Moussa by sensor TS015 which measures Soil Moisture.
Tunisia | Lamine Moussa | Field in Tunisia | 10.3361 | 33.3097 | TS015 | Probe for soil volumetric water content measurement. | - | - | soil_temperature | Soil Temperature | The measure of temperature of the soil. | Degrees Celsius | ºC | Lamine_Moussa_TS015_soil_temperature | The datastream containing mesures of field Lamine Moussa by sensor TS015 which measures Soil Temperature.
Tunisia | Lamine Moussa | Field in Tunisia | 10.3361 | 33.3097 | TS016 | Probe for soil volumetric water content measurement. | - | - | soil_moisture | Soil Moisture | The amount of moisture present in the soil, often expressed as a percentage of the maximum amount the soil could hold at a given temperature. | Percentage | % | Lamine_Moussa_TS016_soil_moisture | The datastream containing mesures of field Lamine Moussa by sensor TS016 which measures Soil Moisture.
Tunisia | Lamine Moussa | Field in Tunisia | 10.3361 | 33.3097 | TS016 | Probe for soil volumetric water content measurement. | - | - | soil_temperature | Soil Temperature | The measure of temperature of the soil. | Degrees Celsius | ºC | Lamine_Moussa_TS016_soil_temperature | The datastream containing mesures of field Lamine Moussa by sensor TS016 which measures Soil Temperature.
Tunisia | Lamine Moussa | Field in Tunisia | 10.3361 | 33.3097 | TS017 | Probe for soil volumetric water content measurement. | - | - | soil_moisture | Soil Moisture | The amount of moisture present in the soil, often expressed as a percentage of the maximum amount the soil could hold at a given temperature. | Percentage | % | Lamine_Moussa_TS017_soil_moisture | The datastream containing mesures of field Lamine Moussa by sensor TS017 which measures Soil Moisture.
Tunisia | Lamine Moussa | Field in Tunisia | 10.3361 | 33.3097 | TS017 | Probe for soil volumetric water content measurement. | - | - | soil_temperature | Soil Temperature | The measure of temperature of the soil. | Degrees Celsius | ºC | Lamine_Moussa_TS017_soil_temperature | The datastream containing mesures of field Lamine Moussa by sensor TS017 which measures Soil Temperature.
Tunisia | Lamine Moussa | Field in Tunisia | 10.3361 | 33.3097 | TS018 | Probe for soil volumetric water content measurement. | - | - | soil_moisture | Soil Moisture | The amount of moisture present in the soil, often expressed as a percentage of the maximum amount the soil could hold at a given temperature. | Percentage | % | Lamine_Moussa_TS018_soil_moisture | The datastream containing mesures of field Lamine Moussa by sensor TS018 which measures Soil Moisture.
Tunisia | Lamine Moussa | Field in Tunisia | 10.3361 | 33.3097 | TS018 | Probe for soil volumetric water content measurement. | - | - | soil_temperature | Soil Temperature | The measure of temperature of the soil. | Degrees Celsius | ºC | Lamine_Moussa_TS018_soil_temperature | The datastream containing mesures of field Lamine Moussa by sensor TS018 which measures Soil Temperature.
Tunisia | Lamine Moussa | Field in Tunisia | 10.3361 | 33.3097 | TS019 | Probe for soil volumetric water content measurement. | - | - | soil_moisture | Soil Moisture | The amount of moisture present in the soil, often expressed as a percentage of the maximum amount the soil could hold at a given temperature. | Percentage | % | Lamine_Moussa_TS019_soil_moisture | The datastream containing mesures of field Lamine Moussa by sensor TS019 which measures Soil Moisture.
Tunisia | Lamine Moussa | Field in Tunisia | 10.3361 | 33.3097 | TS019 | Probe for soil volumetric water content measurement. | - | - | soil_temperature | Soil Temperature | The measure of temperature of the soil. | Degrees Celsius | ºC | Lamine_Moussa_TS019_soil_temperature | The datastream containing mesures of field Lamine Moussa by sensor TS019 which measures Soil Temperature.
Tunisia | Lamine Moussa | Field in Tunisia | 10.3361 | 33.3097 | TS020 | Probe for soil volumetric water content measurement. | - | - | soil_moisture | Soil Moisture | The amount of moisture present in the soil, often expressed as a percentage of the maximum amount the soil could hold at a given temperature. | Percentage | % | Lamine_Moussa_TS020_soil_moisture | The datastream containing mesures of field Lamine Moussa by sensor TS020 which measures Soil Moisture.
Tunisia | Lamine Moussa | Field in Tunisia | 10.3361 | 33.3097 | TS020 | Probe for soil volumetric water content measurement. | - | - | soil_temperature | Soil Temperature | The measure of temperature of the soil. | Degrees Celsius | ºC | Lamine_Moussa_TS020_soil_temperature | The datastream containing mesures of field Lamine Moussa by sensor TS020 which measures Soil Temperature.
Tunisia | Lamine Moussa | Field in Tunisia | 10.3361 | 33.3097 | TS029 | Water meter that utilizes the Woltman principle for measuring water flow in large industrial and commercial applications. | - | - | water_flow | Water Flow | The continuous movement of water in a particular direction. | Cubic meters per second | m^3/s | Lamine_Moussa_TS029_water_flow | The datastream containing mesures of field Lamine Moussa by sensor TS029 which measures Water Flow.
Tunisia | Lamine Moussa | Field in Tunisia | 10.3361 | 33.3097 | TS043 | Water meter that utilizes the Woltman principle for measuring water flow in large industrial and commercial applications. | - | - | water_flow | Water Flow | The continuous movement of water in a particular direction. | Cubic meters per second | m^3/s | Lamine_Moussa_TS043_water_flow | The datastream containing mesures of field Lamine Moussa by sensor TS043 which measures Water Flow.
Tunisia | Mabrouka Company | Field in Tunisia | 10.325 | 33.3413 | TS021 | Probe for soil volumetric water content measurement. | - | - | soil_moisture | Soil Moisture | The amount of moisture present in the soil, often expressed as a percentage of the maximum amount the soil could hold at a given temperature. | Percentage | % | Mabrouka_Company_TS021_soil_moisture | The datastream containing mesures of field Mabrouka Company by sensor TS021 which measures Soil Moisture.
Tunisia | Mabrouka Company | Field in Tunisia | 10.325 | 33.3413 | TS021 | Probe for soil volumetric water content measurement. | - | - | soil_temperature | Soil Temperature | The measure of temperature of the soil. | Degrees Celsius | ºC | Mabrouka_Company_TS021_soil_temperature | The datastream containing mesures of field Mabrouka Company by sensor TS021 which measures Soil Temperature.
Tunisia | Mabrouka Company | Field in Tunisia | 10.325 | 33.3413 | TS022 | Probe for soil volumetric water content measurement. | - | - | soil_moisture | Soil Moisture | The amount of moisture present in the soil, often expressed as a percentage of the maximum amount the soil could hold at a given temperature. | Percentage | % | Mabrouka_Company_TS022_soil_moisture | The datastream containing mesures of field Mabrouka Company by sensor TS022 which measures Soil Moisture.
Tunisia | Mabrouka Company | Field in Tunisia | 10.325 | 33.3413 | TS022 | Probe for soil volumetric water content measurement. | - | - | soil_temperature | Soil Temperature | The measure of temperature of the soil. | Degrees Celsius | ºC | Mabrouka_Company_TS022_soil_temperature | The datastream containing mesures of field Mabrouka Company by sensor TS022 which measures Soil Temperature.
Tunisia | Mabrouka Company | Field in Tunisia | 10.325 | 33.3413 | TS023 | Probe for soil volumetric water content measurement. | - | - | soil_moisture | Soil Moisture | The amount of moisture present in the soil, often expressed as a percentage of the maximum amount the soil could hold at a given temperature. | Percentage | % | Mabrouka_Company_TS023_soil_moisture | The datastream containing mesures of field Mabrouka Company by sensor TS023 which measures Soil Moisture.
Tunisia | Mabrouka Company | Field in Tunisia | 10.325 | 33.3413 | TS023 | Probe for soil volumetric water content measurement. | - | - | soil_temperature | Soil Temperature | The measure of temperature of the soil. | Degrees Celsius | ºC | Mabrouka_Company_TS023_soil_temperature | The datastream containing mesures of field Mabrouka Company by sensor TS023 which measures Soil Temperature.
Tunisia | Mabrouka Company | Field in Tunisia | 10.325 | 33.3413 | TS024 | Probe for soil volumetric water content measurement. | - | - | soil_moisture | Soil Moisture | The amount of moisture present in the soil, often expressed as a percentage of the maximum amount the soil could hold at a given temperature. | Percentage | % | Mabrouka_Company_TS024_soil_moisture | The datastream containing mesures of field Mabrouka Company by sensor TS024 which measures Soil Moisture.
Tunisia | Mabrouka Company | Field in Tunisia | 10.325 | 33.3413 | TS024 | Probe for soil volumetric water content measurement. | - | - | soil_temperature | Soil Temperature | The measure of temperature of the soil. | Degrees Celsius | ºC | Mabrouka_Company_TS024_soil_temperature | The datastream containing mesures of field Mabrouka Company by sensor TS024 which measures Soil Temperature.
Tunisia | Mabrouka Company | Field in Tunisia | 10.325 | 33.3413 | TS025 | Probe for soil volumetric water content measurement. | - | - | soil_moisture | Soil Moisture | The amount of moisture present in the soil, often expressed as a percentage of the maximum amount the soil could hold at a given temperature. | Percentage | % | Mabrouka_Company_TS025_soil_moisture | The datastream containing mesures of field Mabrouka Company by sensor TS025 which measures Soil Moisture.
Tunisia | Mabrouka Company | Field in Tunisia | 10.325 | 33.3413 | TS025 | Probe for soil volumetric water content measurement. | - | - | soil_temperature | Soil Temperature | The measure of temperature of the soil. | Degrees Celsius | ºC | Mabrouka_Company_TS025_soil_temperature | The datastream containing mesures of field Mabrouka Company by sensor TS025 which measures Soil Temperature.
Tunisia | Mabrouka Company | Field in Tunisia | 10.325 | 33.3413 | TS026 | Probe for soil volumetric water content measurement. | - | - | soil_moisture | Soil Moisture | The amount of moisture present in the soil, often expressed as a percentage of the maximum amount the soil could hold at a given temperature. | Percentage | % | Mabrouka_Company_TS026_soil_moisture | The datastream containing mesures of field Mabrouka Company by sensor TS026 which measures Soil Moisture.
Tunisia | Mabrouka Company | Field in Tunisia | 10.325 | 33.3413 | TS026 | Probe for soil volumetric water content measurement. | - | - | soil_temperature | Soil Temperature | The measure of temperature of the soil. | Degrees Celsius | ºC | Mabrouka_Company_TS026_soil_temperature | The datastream containing mesures of field Mabrouka Company by sensor TS026 which measures Soil Temperature.
Tunisia | Mabrouka Company | Field in Tunisia | 10.325 | 33.3413 | TS030 | Water meter that utilizes the Woltman principle for measuring water flow in large industrial and commercial applications. | - | - | water_flow | Water Flow | The continuous movement of water in a particular direction. | Cubic meters per second | m^3/s | Mabrouka_Company_TS030_water_flow | The datastream containing mesures of field Mabrouka Company by sensor TS030 which measures Water Flow.
Tunisia | Mabrouka Company | Field in Tunisia | 10.325 | 33.3413 | TS045 | Water meter that utilizes the Woltman principle for measuring water flow in large industrial and commercial applications. | - | - | water_flow | Water Flow | The continuous movement of water in a particular direction. | Cubic meters per second | m^3/s | Mabrouka_Company_TS045_water_flow | The datastream containing mesures of field Mabrouka Company by sensor TS045 which measures Water Flow.
Tunisia | SONEDE - Well Drilling 1 | Well in Tunisia | 10.3573 | 33.3405 | TS037 | Water meter that utilizes the Woltman principle for measuring water flow in large industrial and commercial applications. | - | - | water_flow | Water Flow | The continuous movement of water in a particular direction. | Cubic meters per second | m^3/s | SONEDE_-_Well_Drilling_1_TS037_water_flow | The datastream containing mesures of field SONEDE - Well Drilling 1 by sensor TS037 which measures Water Flow.
Tunisia | SONEDE - Well Drilling 2 | Well in Tunisia | 10.385 | 33.3218 | TS038 | Water meter that utilizes the Woltman principle for measuring water flow in large industrial and commercial applications. | - | - | water_flow | Water Flow | The continuous movement of water in a particular direction. | Cubic meters per second | m^3/s | SONEDE_-_Well_Drilling_2_TS038_water_flow | The datastream containing mesures of field SONEDE - Well Drilling 2 by sensor TS038 which measures Water Flow.
Tunisia | SONEDE - Well Drilling 3 | Well in Tunisia | 10.4275 | 33.2839 | TS039 | Water meter that utilizes the Woltman principle for measuring water flow in large industrial and commercial applications. | - | - | water_flow | Water Flow | The continuous movement of water in a particular direction. | Cubic meters per second | m^3/s | SONEDE_-_Well_Drilling_3_TS039_water_flow | The datastream containing mesures of field SONEDE - Well Drilling 3 by sensor TS039 which measures Water Flow.
Tunisia | SONEDE - Well Drilling 4 | Well in Tunisia | 10.3713 | 33.3068 | TS040 | Water meter that utilizes the Woltman principle for measuring water flow in large industrial and commercial applications. | - | - | water_flow | Water Flow | The continuous movement of water in a particular direction. | Cubic meters per second | m^3/s | SONEDE_-_Well_Drilling_4_TS040_water_flow | The datastream containing mesures of field SONEDE - Well Drilling 4 by sensor TS040 which measures Water Flow.
Tunisia | SONEDE - Well Drilling 5 | Well in Tunisia | 10.4334 | 33.4063 | TS031 | Water meter that utilizes the Woltman principle for measuring water flow in large industrial and commercial applications. | - | - | water_flow | Water Flow | The continuous movement of water in a particular direction. | Cubic meters per second | m^3/s | SONEDE_-_Well_Drilling_5_TS031_water_flow | The datastream containing mesures of field SONEDE - Well Drilling 5 by sensor TS031 which measures Water Flow.
Tunisia | SONEDE - Well Drilling 6 | Well in Tunisia | 10.4334 | 33.4063 | TS036 | Water meter that utilizes the Woltman principle for measuring water flow in large industrial and commercial applications. | - | - | water_flow | Water Flow | The continuous movement of water in a particular direction. | Cubic meters per second | m^3/s | SONEDE_-_Well_Drilling_6_TS036_water_flow | The datastream containing mesures of field SONEDE - Well Drilling 6 by sensor TS036 which measures Water Flow.
Tunisia | DRW 1 | Drilling in Tunisia | 10.4446 | 33.2459 | TS048 | Device that detects the level of liquids and other fluids and fluidized solids. | - | - | level | Groundwater Level | The depth at which the water table is found beneath the Earth's surface. | Meters | m | DRW_1_TS048_level | The datastream containing mesures of field DRW 1 by sensor TS048 which measures Groundwater Level.
Tunisia | DRW 1 | Drilling in Tunisia | 10.4446 | 33.2459 | TS048 | Device that detects the level of liquids and other fluids and fluidized solids. | - | - | pressure | Reference Pressure | A standard pressure value used as a basis for comparison in meteorology. | Kilopascal | kPa | DRW_1_TS048_pressure | The datastream containing mesures of field DRW 1 by sensor TS048 which measures Reference Pressure.
Tunisia | DRW 2 | Drilling in Tunisia | 10.38 | 33.3183 | TS049 | Device that detects the level of liquids and other fluids and fluidized solids. | - | - | level | Groundwater Level | The depth at which the water table is found beneath the Earth's surface. | Meters | m | DRW_2_TS049_level | The datastream containing mesures of field DRW 2 by sensor TS049 which measures Groundwater Level.
Tunisia | DRW 2 | Drilling in Tunisia | 10.38 | 33.3183 | TS049 | Device that detects the level of liquids and other fluids and fluidized solids. | - | - | pressure | Reference Pressure | A standard pressure value used as a basis for comparison in meteorology. | Kilopascal | kPa | DRW_2_TS049_pressure | The datastream containing mesures of field DRW 2 by sensor TS049 which measures Reference Pressure.
Tunisia | WWQ 1 | Well water quality site in Tunisia | 10.4433 | 33.2416 | TS046 | Compact sonde or sensor which could monitor temperature, pH value, turbidity, conductivity and dissolved oxygen in one instrument. | - | - | ph | pH | Measure of the acidity or alkalinity of a solution. | - | - | WWQ_1_TS046_ph | The datastream containing mesures of field WWQ 1 by sensor TS046 which measures pH.
Tunisia | WWQ 1 | Well water quality site in Tunisia | 10.4433 | 33.2416 | TS046 | Compact sonde or sensor which could monitor temperature, pH value, turbidity, conductivity and dissolved oxygen in one instrument. | - | - | temperature | Temperature | The measure of the hotness or coldness of something. | Degrees Celsius | ºC | WWQ_1_TS046_temperature | The datastream containing mesures of field WWQ 1 by sensor TS046 which measures Temperature.
Tunisia | WWQ 1 | Well water quality site in Tunisia | 10.4433 | 33.2416 | TS046 | Compact sonde or sensor which could monitor temperature, pH value, turbidity, conductivity and dissolved oxygen in one instrument. | - | - | electric_conductivity | Electric Conductivity | Measure of the ability of a solution to conduct electricity. | Siemens per meter | S/m | WWQ_1_TS046_electric_conductivity | The datastream containing mesures of field WWQ 1 by sensor TS046 which measures Electric Conductivity.
Tunisia | WWQ 1 | Well water quality site in Tunisia | 10.4433 | 33.2416 | TS046 | Compact sonde or sensor which could monitor temperature, pH value, turbidity, conductivity and dissolved oxygen in one instrument. | - | - | nitrate | NO4 / Nitrate | Concentration of nitrogen. | Parts per million | ppm | WWQ_1_TS046_nitrate | The datastream containing mesures of field WWQ 1 by sensor TS046 which measures NO4 / Nitrate.
Tunisia | WWQ 1 | Well water quality site in Tunisia | 10.4433 | 33.2416 | TS046 | Compact sonde or sensor which could monitor temperature, pH value, turbidity, conductivity and dissolved oxygen in one instrument. | - | - | water_level | Groundwater Level | The depth at which the water table is found beneath the Earth's surface. | Meters | m | WWQ_1_TS046_water_level | The datastream containing mesures of field WWQ 1 by sensor TS046 which measures Groundwater Level.
Tunisia | WWQ 2 | Well water quality site in Tunisia | 10.3713 | 33.3068 | TS047 | Compact sonde or sensor which could monitor temperature, pH value, turbidity, conductivity and dissolved oxygen in one instrument. | - | - | ph | pH | Measure of the acidity or alkalinity of a solution. | - | - | WWQ_2_TS047_ph | The datastream containing mesures of field WWQ 2 by sensor TS047 which measures pH.
Tunisia | WWQ 2 | Well water quality site in Tunisia | 10.3713 | 33.3068 | TS047 | Compact sonde or sensor which could monitor temperature, pH value, turbidity, conductivity and dissolved oxygen in one instrument. | - | - | temperature | Temperature | The measure of the hotness or coldness of something. | Degrees Celsius | ºC | WWQ_2_TS047_temperature | The datastream containing mesures of field WWQ 2 by sensor TS047 which measures Temperature.
Tunisia | WWQ 2 | Well water quality site in Tunisia | 10.3713 | 33.3068 | TS047 | Compact sonde or sensor which could monitor temperature, pH value, turbidity, conductivity and dissolved oxygen in one instrument. | - | - | electric_conductivity | Electric Conductivity | Measure of the ability of a solution to conduct electricity. | Siemens per meter | S/m | WWQ_2_TS047_electric_conductivity | The datastream containing mesures of field WWQ 2 by sensor TS047 which measures Electric Conductivity.
Tunisia | WWQ 2 | Well water quality site in Tunisia | 10.3713 | 33.3068 | TS047 | Compact sonde or sensor which could monitor temperature, pH value, turbidity, conductivity and dissolved oxygen in one instrument. | - | - | nitrate | NO4 / Nitrate | Concentration of nitrogen. | Parts per million | ppm | WWQ_2_TS047_nitrate | The datastream containing mesures of field WWQ 2 by sensor TS047 which measures NO4 / Nitrate.
Tunisia | WWQ 2 | Well water quality site in Tunisia | 10.3713 | 33.3068 | TS047 | Compact sonde or sensor which could monitor temperature, pH value, turbidity, conductivity and dissolved oxygen in one instrument. | - | - | water_level | Groundwater Level | The depth at which the water table is found beneath the Earth's surface. | Meters | m | WWQ_2_TS047_water_level | The datastream containing mesures of field WWQ 2 by sensor TS047 which measures Groundwater Level.
Note on A29: Sensors from I001 to I010 already implemented but currently not positioned in the fields. Waiting for the final coordinates from UNISS -Francesco Martini From 1 to 8 correctly positioned in the field -Francesco Martini

## Property names
Property Name | Property Description | Unit Of Measurement | Unit Of Measurement Symbol
Air Humidity | The amount of moisture or water vapor present in the air, often expressed as a percentage of the maximum amount the air could hold at a given temperature. | Percentage | %
Air Temperature | The measure of the hotness or coldness of the air. | Degrees Celsius | ºC
Altitude | The vertical distance of a location above a reference point, typically sea level, measured in meters or feet. | Meters | m
Atmospheric Pressure | The force exerted by the weight of the air above a given point on Earth's surface, which can vary with changes in weather and altitude. | Kilopascal | kPa
Battery Level | The percentage of battery level associated to the specific sensor. | Percentage | %
Battery Voltage | The electrical potential in a battery, indicating its charge level. | Millivolts | mV
Chain Node | A point or device within a blockchain network that validates and records transactions, contributing to the decentralized nature of the technology. | - | -
CO2 Concentration | The quantity of carbon dioxide gas present in the air, used to assess air quality and monitor environmental conditions. | Parts per million | ppm
DeltaT | The difference in time between two events, often used in various scientific contexts. | Seconds | s
Dew Point | The temperature at which air becomes saturated with moisture, leading to the formation of dew or condensation. | Degrees Celsius | ºC
Electric Conductivity | Measure of the ability of a solution to conduct electricity. | Siemens per meter | S/m
Flowmeter pulses | The number of pulses read by flowmeter. Depending on flowmeter configuration it could correspond to a different number of cubic meter of water | Number of pulses | N/A
Groundwater Level | The depth at which the water table is found beneath the Earth's surface. | Meters | m
Gust Speed | The maximum sudden burst of wind speed. | Meters per second | m/s
Horizontal dilusion | A measure of the spread of GPS satellite signals as they reach a receiver on the Earth's surface, affecting the accuracy of position calculations. | - | -
Latitude | The angular distance of a location north or south of the equator, measured in degrees. | Degrees | º
Leaf Wetness | The presence of moisture on the surface of plant leaves, often indicating favorable conditions for disease development. | - | -
Leak warning | A warning in case of water leak detected | True / False | N/A
Lightning Activity | The occurrence of electrical discharges in the atmosphere, typically during thunderstorms. | N/A | N/A
Lightning Distance | The distance from a location to the nearest lightning strike. | Kilometers | km
Logger Temperature | The temperature measured by a data logger or recording device. | Degrees Celsius | ºC
Longitude | The angular distance of a location east or west of the prime meridian, measured in degrees. | Degrees | º
Max Precipitation Rate | The highest rate at which rain or other forms of precipitation fall in a given period. | Millimeters per hour | mm/h
Midnight | The point in time at the middle of the night, commonly defined as 12:00 AM. | - | -
NH3 / Ammonia | Concentration of ammonia. | Parts per million | ppm
NO4 / Nitrate | Concentration of nitrogen. | Parts per million | ppm
ORP | Oxidation and Reduction Potential | Millivolts | mV
pH | Measure of the acidity or alkalinity of a solution. | - | -
Precipitation | Any form of water, liquid or solid, falling from the sky, such as rain, snow, or sleet. | Millimeters | mm
Reference evapotranspiration | The measure of the amount of water evaporated from a standardized reference surface, often used in agriculture for irrigation management. | Millimeters per day | mm/day
Reference Pressure | A standard pressure value used as a basis for comparison in meteorology. | Kilopascal | kPa
RH Sensor Temp | The temperature at which a relative humidity sensor operates. | Degrees Celsius | ºC
Serial Number | A unique identifier assigned to an individual item, facilitating its tracking and differentiation from others. | - | -
Soil Moisture | The amount of moisture present in the soil, often expressed as a percentage of the maximum amount the soil could hold at a given temperature. | Percentage | %
Soil Temperature | The measure of temperature of the soil. | Degrees Celsius | ºC
Solar Panel | A device that converts sunlight into electricity by harnessing the photovoltaic effect. | - | -
Solar Radiation | Energy from the sun in the form of electromagnetic waves. | Watts per square meter | W/m²
Temperature | The measure of the hotness or coldness of something. | Degrees Celsius | ºC
Tensiometer | Device used to measure the surface tension of a liquid, typically by observing the height to which the liquid rises in a fine tube against the force of gravity. | Newtons per meter | N/m
Type | Type of the packet received from the sensor (Eg. Start, Data, Error) | String | N/A
Unknown | Unknown | - | -
Valve status | The current condition of the valve controlled (opened or closed) | ON / OFF | N/A
Vapor Pressure | The pressure exerted by water vapor in the air. | Kilopascal | kPa
VPD | The difference between the amount of moisture in the air and the maximum amount of moisture the air can hold at a given temperature. | Kilopascal | kPa
Water Flow | The continuous movement of water in a particular direction. | Cubic meters per second | m^3/s
Wind Direction | The compass direction from which the wind is blowing. | Degrees | º
Wind Speed | The rate at which the air is moving horizontally, often measured in miles per hour or meters per second. | Meters per second | m/s
X-axis Level | The position or value along the horizontal axis of a graph or coordinate system. | Degrees | º
Y-axis Level | The position or value along the vertical axis of a graph or coordinate system. | Degrees | º
Chlorophill | Several related green pigments found in cyanobacteria and in the chloroplasts of algae and plants. | - | -
Cumulative Rainfall | Cumulatime Rainfall. | Liters per square meter | L/m^2